## AllScenarios
Scenario | Dependencies | Status | Focus | Purpose | Comments
This page describes the scenarios used in this preload spreadsheet and how to use them. PLEASE KEEP THIS LIST UP TO DATE - the team will thank you. Scenarios are ignored for all categories (tabs) that contain definitions (i.e. include values). Definition categories currently are: Constraint, Contact, CoordinateSystem, Alerts, StreamConfiguration. For these categories ALL content rows are loaded. Each row in non definition categories can have a comma separated list of scenarios. In this case, the row applies to all listed scenarios.
BASE |  | Production | Parameters | Loaded during system bootstrap (r2deploy) from CVS files. Includes common ParameterDefs and ParameterDictionary entries. | WARNING: r2deploy loads this from CSV files located in ion-definitions/res/preload/r2_ioc and NOT from this document or the one in TESTED_DOC. Please export changes to CSV files to change system bootstrap!
BETA | BASE | Demo-official | all | Common minimal subset of all resources (users, orgs, CTD devices), used for all BETA systems | Basis for system testing
OOIR2 | BASE | Production | Orgs, users, roles | Official resources for OOI load for R2 | This complements the OOI preload, which is generated from SAF and the mapping spreadsheet.
OOIR2_M | OOIR2 | Demo-development |  | Creates some resources in lieu of running OOI preload, in particular PlatformModel, InstrumentModel. | This supports shorter preload times if OOI preload can be skipped. Not compatible with OOI preload
OOIR2_DEMO | OOIR2 | Demo-official | all | Extension to OOI preload with sites, devices etc for demo instruments. | This allows us to place the test instruments within the context of the OOI preload, not vice versa.
OOIR2_ALPHA | OOIR2_DEMO | Demo-official | InstrumentAgentInstance | InstrumentAgentInstance resources for alpha with port agent addresses
OOIR2_BETA | OOIR2_DEMO | Demo-official | InstrumentAgentInstance | InstrumentAgentInstance resources for beta with port agent addresses
R2_DEMO | BETA | Demo-official | all | Additional resources created for the R2 IOC demo (use with BETA) | Used for most testing in combination with BETA, e.g. scenario=BETA,R2_DEMO. Contains CTD simulator. Should be obsolete but is not due to continued use
EER2 | BETA,R2_DEMO | Obsolete | all | Additional resources created for the R2 end to end demo (pathfinder) - OBSOLETE and removed
DEVS |  | UNCLEAR | Devices, Agents | resources for all devices other than SBE37 (use with BASE,BETA) | This is not used as intended. There are now specific scenarios for each instrument model/driver type
NOSE | BETA | Automated testing | all (selection) | Resources for specific automated nosetests in ion/processes/bootstrap/test/test_loader.py | Keep stable so that test won't fail. Problem - depends on BETA, which is a demo scenario
APE |  | Automated testing | all | Resources for automated load tests using APE (Jonathan)
IDK |  | Production | all | Common minimal subset of all resources (users, orgs, CTD devices), used for IDK use | used for testing and development of new drivers using IDK. See res/deploy/r2idk.yml
CTDBP | BETA | Increment-OK | InstrumentAgent, Instrument, Params, DataProducts | For CTDBP instrument, with parameters and data products
PREST | BETA | Increment-OK | InstrumentAgent, Instrument, Params, DataProducts | For PREST instrument, with parameters and data products
PRESF | BETA | Increment-OK | InstrumentAgent, Instrument, Params, DataProducts | For PRESF instrument, with parameters and data products
TMPSF | BETA | Increment-OK | InstrumentAgent, Instrument, Params, DataProducts | For TMPSF instrument, with parameters and data products
VEL3D_B | BETA | Increment-OK | InstrumentAgent, Instrument, Params, DataProducts | For VEL3D_B instrument, with parameters and data products
VEL3D_C | BETA | Increment-OK | InstrumentAgent, Instrument, Params, DataProducts | For VEL3D_C instrument, with parameters and data products
OPTAA | BETA | Increment-OK | InstrumentAgent, Instrument, Params, DataProducts | For OPTAA_C instrument, with parameters and data products
GENG | BETA | Increment-OK | ExternalDatasetAgent, Platforms, Instrument, Params, DataProducts | For glider platforms and engineering data products
CTDGV | BETA,GENG | Increment-OK | ExternalDatasetAgent, Instrument, Params, DataProducts | For CTDGV_M instrument via dataset agents, with parameters and data products
FLORD | BETA,GENG | Increment-OK | ExternalDatasetAgent, Instrument, Params, DataProducts | For CTDGV_M instrument via dataset agents, with parameters and data products
DOSTA | BETA,GENG | Increment-OK | ExternalDatasetAgent, Instrument, Params, DataProducts | For DOSTA_M instrument via dataset agents, with parameters and data products
CTDPF | BETA | Increment-OK | Dataset Agent for CTDPF | First dataset agent and CTDPF. | First real dataset agent to be integrated.
OBS | BETA | In development | External data? | For seismic instruments with data acquired via data agent?
RSN_OMS | BETA | Increment-OK | Platform agent testing | Testing the JBox platform and Vel3D instrument hosted at UW | requires VPN acccess to RSN
VOID |  | Historic reference |  | Used to cancel previously set scenarios | To ignore - for historic reference
BF_DEMO |  | ??? | Parameters | Bill F test? | Still used?
SP_TEST |  | Personal | Parameters | Used by Stuart Pearce during the creation of instrument parameters | Once values are entered, confirmed with driver author and reviewed, items marked with this scenario will be moved to one of the production or demo scenarios depending on need.
CW_TEST |  | Personal | Parameters | Used by Chris Wingard during the creation of instrument parameters | Once values are entered, confirmed with driver author and reviewed, items marked with this scenario will be moved to one of the production or demo scenarios depending on need.
LC_TEST |  | Personal | Parameters | Tests for Data Management | DM Testing Only
HENRIE |  | Personal |  | Testing policy
Note on A24: Removed the 01 notation from CTDGV, DOSTA, FLORD and GENG. Will use CTDGV, DOSTA, FLORD and GENG to reference all three global gliders. -Arthur Teranishi
Note on A1: Added material for Station Papa flanking moorings(MFLM). -Arthur Teranishi ---- These Parameter Dictionaries do not exist. -Lucas Campbell ---- This Parameter Dictionary does not exist -Lucas Campbell ---- ??? -Lucas Campbell

## Attachment
Scenario | ID | resource_id | file_path | att/name | att/description | att/attachment_type | att/content_type | att/content | att/keywords | att/created_by | att/modified_by | parser
STOP! | Changes to this doc can break the nose tests or interfere with test systems! BEFORE making changes, please read https://confluence.oceanobservatories.org/display/CIDev/Preload+development. AFTER making changes, please TEST, make a copy of this sheet, and commit the new URL to ion_loader.py!
DOC:CI_Attribute_Name | [Attachment.alt_ids?] | Attachment.object_id | [X] | Attachment.name | Attachment.description | Attachment.attachment_type | Attachment.content_type | Attachment.content | Attachment.keywords
NOSE | ATT_TEST | ID_TEST | att1.pdf | Testpdf | Test of PDF File | BLOB | application/pdf
R2_DEMO | ATT1 | ID3 | att1.pdf | Testpdf | Test of PDF File | BLOB | application/pdf
R2_DEMO | ATT2 | ID3 | att2.png | Testpng | Test of PNG file | BLOB | image/png |  | ['IMAGE']
R2_DEMO | ATT3 | ID4 | att3.csv | Testcsv | Test of CSV file | ASCII | text/csv
R2_DEMO | ATT4 | EEInstrumentDevice | att1.pdf | Testpdf2 | Test of a PDF File | BLOB | application/pdf
R2_DEMO | ATT8 | DPROD16 | 1341-00030_Data_Product_SPEC_CONDWAT_OOI.pdf | 1341-00030_Data_Product_SPEC_CONDWAT_OOI | OOI Data Product Specification | BLOB | application/pdf
R2_DEMO | ATT9 | DPROD17 | 1341-00010_Data_Product_SPEC_TEMPWAT_OOI.pdf | 1341-00010_Data_Product_SPEC_TEMPWAT_OOI | OOI Data Product Specification | BLOB | application/pdf
R2_DEMO | ATT10 | DPROD18 | 1341-00020_Data_Product_SPEC_PRESWAT_OOI.pdf | 1341-00020_Data_Product_SPEC_PRESWAT_OOI | OOI Data Product Specification | BLOB | application/pdf
R2_DEMO | ATT11 | DPROD19 | 1341-00040_Data_Product_SPEC_PRACSAL_OOI.pdf | 1341-00040_Data_Product_SPEC_PRACSAL_OOI | OOI Data Product Specification | BLOB | application/pdf
R2_DEMO | ATT12 | DPROD20 | 1341-00050_Data_Product_SPEC_DENSITY_OOI.pdf | 1341-00050_Data_Product_SPEC_DENSITY_OOI | OOI Data Product Specification | BLOB | application/pdf
ALPHA_SYS | ATT16 | DPROD46 | 1341-00030_Data_Product_SPEC_CONDWAT_OOI.pdf | 1341-00030_Data_Product_SPEC_CONDWAT_OOI | OOI Data Product Specification | BLOB | application/pdf
ALPHA_SYS | ATT17 | DPROD47 | 1341-00010_Data_Product_SPEC_TEMPWAT_OOI.pdf | 1341-00010_Data_Product_SPEC_TEMPWAT_OOI | OOI Data Product Specification | BLOB | application/pdf
ALPHA_SYS | ATT18 | DPROD48 | 1341-00020_Data_Product_SPEC_PRESWAT_OOI.pdf | 1341-00020_Data_Product_SPEC_PRESWAT_OOI | OOI Data Product Specification | BLOB | application/pdf
ALPHA_SYS | ATT19 | DPROD49 | 1341-00040_Data_Product_SPEC_PRACSAL_OOI.pdf | 1341-00040_Data_Product_SPEC_PRACSAL_OOI | OOI Data Product Specification | BLOB | application/pdf
ALPHA_SYS | ATT20 | DPROD50 | 1341-00050_Data_Product_SPEC_DENSITY_OOI.pdf | 1341-00050_Data_Product_SPEC_DENSITY_OOI | OOI Data Product Specification | BLOB | application/pdf
BETA_SYS | ATT24 | DPROD56 | 1341-00030_Data_Product_SPEC_CONDWAT_OOI.pdf | 1341-00030_Data_Product_SPEC_CONDWAT_OOI | OOI Data Product Specification | BLOB | application/pdf
BETA_SYS | ATT25 | DPROD57 | 1341-00010_Data_Product_SPEC_TEMPWAT_OOI.pdf | 1341-00010_Data_Product_SPEC_TEMPWAT_OOI | OOI Data Product Specification | BLOB | application/pdf
BETA_SYS | ATT26 | DPROD58 | 1341-00020_Data_Product_SPEC_PRESWAT_OOI.pdf | 1341-00020_Data_Product_SPEC_PRESWAT_OOI | OOI Data Product Specification | BLOB | application/pdf
BETA_SYS | ATT27 | DPROD59 | 1341-00040_Data_Product_SPEC_PRACSAL_OOI.pdf | 1341-00040_Data_Product_SPEC_PRACSAL_OOI | OOI Data Product Specification | BLOB | application/pdf
BETA_SYS | ATT28 | DPROD60 | 1341-00050_Data_Product_SPEC_DENSITY_OOI.pdf | 1341-00050_Data_Product_SPEC_DENSITY_OOI | OOI Data Product Specification | BLOB | application/pdf

## Alerts
Scenario | ID | obsolete/alarm_type | name | message | type | range | config
STOP! | Changes to this doc can break the nose tests or interfere with test systems! BEFORE making changes, please read https://confluence.oceanobservatories.org/display/CIDev/Preload+development. AFTER making changes, please TEST, make a copy of this sheet, and commit the new URL to ion_loader.py!
DOC | IDs must be unique across ALL scenarios. Scenarios are ignored during preload | [5 empty] | all other fields for the alert go here
R2_DEMO | AA1 | IntervalAlarmDef | temperature_warning_interval | Temperature is below the normal range of 50.0 and above. | WARNING | 50<temp
BETA | PREST1 | IntervalAlarmDef | temperature_min_alert_interval | PTemp value below 0 C | ALERT | 0< pressure_temp
BETA | PREST2 | IntervalAlarmDef | temperature_max_alert_interval | PTemp value exceeds 30 C | ALERT | pressure_temp<30.0
BETA | PREST3 | IntervalAlarmDef | pressure_value | Press value < 0.50*depth(deployment) or Press value > 1.50*depthdeployment | ALERT | 0< absolute_pressure <100
BETA | PREST4 | IntervalAlarmDef | pressure_sci_value | Press value < 0.99*depth(deployment) or Press value > 1.01*depthdeployment | WARNING | 45< absolute_pressure <55
BETA | CTDBP1 | IntervalAlarmDef | salinity_min_max | Salinity reading is > 40 psu or < 20 psu | ALERT | 25<salinity<40
BETA | CTDBP2 | IntervalAlarmDef | temperature_min_max | Temperature reading is < 3 C or > 30C | ALERT | 3<temperature<30
BETA | CTDBP3 | IntervalAlarmDef | conductivity_min_max | Conductivity reading is not between 3 siemans/meter and 6 siemans/meter | ALERT | 3<conductivity<30
BETAX | CTDBP4 | IntervalAlarmDef | density_min_max | Pressure reading is > 5 meters from deployment depth or < 5 meters from deployment depth | ALERT | 5<density<5
NOSE | NOSE_ALARM | IntervalAlarmDef | test_temp_warning | Temperature is below the normal range of 50.0 and above. | WARNING | 50<temp<=100
NOSE | NOSE_ALARM2 | IntervalAlarmDef | test_density_warning | Temperature is below the normal range of 50.0 and above. | WARNING | density<=10
BETA | A_TEMP |  | temperature_warning_interval | Temperature is below the normal range of 50.0 and above. | WARNING | 50<temp | stream_name: parsed, aggregate_type: 2, alert_class: IntervalAlert
BETA | A_LATE |  | late_data_warning | Expected data has not arrived. | ALERT |  | stream_name: parsed, aggregate_type: 1, time_delta: 10, alert_class: LateDataAlert
BETA | PREST_LATE_W |  | late_data_warning | Expected data has not arrived in recent interval. | WARNING |  | stream_name: prest_real_time, aggregate_type: 1, time_delta: 30, alert_class: LateDataAlert
BETA | PREST_LATE_E |  | late_data_alert | Expected data has not arrived in extended period. | ALERT |  | stream_name: prest_real_time, aggregate_type: 1, time_delta: 120, alert_class: LateDataAlert

## Constraint
Scenario | ID | confluence | type | south | north | west | east | top | bottom | vertical_direction | start | end | time_format
STOP! | Changes to this doc can break the nose tests or interfere with test systems! BEFORE making changes, please read https://confluence.oceanobservatories.org/display/CIDev/Preload+development. AFTER making changes, please TEST, make a copy of this sheet, and commit the new URL to ion_loader.py!
DOC | IDs must be unique across ALL scenarios. Scenarios are ignored during preload |  | geospatial or temporal | [6 empty] | elevation or depth | date and time in format specified |  | python time formatting string, or blank for default ISO: '%Y-%m-%dT%H:%M:%S' (ie- 2012-09-24T17:33:00) 2-digit month and day, GMT time.
OOIR2_DEMO | GEO_10 |  | geospatial | 32.8679 | 32.8679 | -117.2538 | -117.2538 | 0 | 0 | depth
OOIR2_DEMO | GEO_11 |  | geospatial | 32.8647 | 32.8647 | -117.2544 | -117.2544 | 0 | 0 | depth
OOIR2_DEMO | GEO_12 |  | geospatial | 32.8683 | 32.8683 | -117.2512 | -117.2512 | 0 | 0 | depth
OOIR2_DEMO | GEO_13 |  | geospatial | 32.8651 | 32.8651 | -117.2515 | -117.2515 | 0 | 0 | depth
IDK | GEO_IDK | https://confluence.oceanobservatories.org/display/CIDev/Preload+constraints | geospatial | 44.45 | 44.55 | -125.45 | -125.35 | 2905 | 2907 | depth
IDK | TEMP_IDK | https://confluence.oceanobservatories.org/display/CIDev/Preload+constraints | temporal | [7 empty] | 2011-01-01T0:00:00 | 2054-01-01T0:00:00
BETA | GEO1 | https://confluence.oceanobservatories.org/display/CIDev/Preload+constraints | geospatial | 32.8824 | 32.8824 | -117.2321 | -117.2321 | 100 | 140 | depth
BETA | GEO2 | https://confluence.oceanobservatories.org/display/CIDev/Preload+constraints | geospatial | 44.5 | 44.7 | -125.5 | -125.3 | 0 | 3000 | depth
BETA | GEO3 | https://confluence.oceanobservatories.org/display/CIDev/Preload+constraints | geospatial | 47.6 | 47.7 | -122.3 | -122.2 | 0 | 5 | depth
R2_DEMO | GEO4 | https://confluence.oceanobservatories.org/display/CIDev/Preload+constraints | geospatial | 41.5 | 41.6 | -70.6 | -70.5 | 0 | 0 | depth
R2_DEMO | GEO5 | https://confluence.oceanobservatories.org/display/CIDev/Preload+constraints | geospatial | 44.45 | 44.55 | -125.45 | -125.35 | 2905 | 2907 | depth
BETA | TEMP1 | https://confluence.oceanobservatories.org/display/CIDev/Preload+constraints | temporal | [7 empty] | 2011-01-01T0:00:00 | 2054-01-01T0:00:00
BETA | GEO_UW |  | geospatial | 47.6 | 47.7 | -122.3 | -122.2 | 0 | 0 | depth
BETA | GEO_WHOI |  | geospatial | 41.5 | 41.6 | -70.6 | -70.5 | 0 | 0 | depth
BETA | GEO_WHOI2 |  | geospatial | 41.5 | 41.6 | -70.6 | -70.5 | 0 | 0 | depth
FOO | GEO_WHOI3 |  | geospatial | 41.5 | 41.6 | -70.6 | -70.5 | 0 | 0 | depth
GLIDER | STATION_PAPA_GLIDER | https://confluence.oceanobservatories.org/display/CIDev/Preload+constraints | geospatial | 50.125 | 50.125 | -144.825 | -144.825 | 0 | 1000 | depth
SP_MFLM | STATION_PAPA_MFLM_A |  | geospatial | 50.47 | 50.47 | -144.52 | -144.52 | 30 | 1500 | depth
SP_MFLM | STATION_PAPA_MFLM_B |  | geospatial | 50.13 | 50.13 | -144.21 | -144.21 | 30 | 1500 | depth
Note on J20: Unit change from meters to feet for bottom depth of Station Papa gliders. -Arthur Teranishi Why is this in feet? Gliders don't handle anything in feet. -spearce In the information section of the UX webpage, the data bounds units are displayed as FT. The constraints entry for bottom was changed from 1000 to 3280.84 to reflect this. I do not know if the FT units are hard coded or configurable. I will change it back to 1000 when the units are shown as m in the webpage. -Arthur Teranishi Units in webpage is m. Changing back to 1000. -Arthur Teranishi

## Contact
Scenario | ID | confluence | c/individual_names_given | c/individual_name_family | c/organization_name | c/position_name | c/email | c/url | c/street_address | c/city | c/postal_code | c/administrative_area | c/country | c/phones | c/roles
STOP! | Changes to this doc can break the nose tests or interfere with test systems! BEFORE making changes, please read https://confluence.oceanobservatories.org/display/CIDev/Preload+development. AFTER making changes, please TEST, make a copy of this sheet, and commit the new URL to ion_loader.py!
DOC | IDs must be unique across ALL scenarios. Scenarios are ignored during preload |  | first name | last name | [9 empty] | multiple lines, use: "cell: 333-555-1212, office: 222-333-4444"; single office line: just "222-333-4444" | primary or alternate
OOIR2 | RSN_DP_1 |  | Orest | Kawka | Regional Scale Nodes, OOI (University of Washington) | Project Scientist | kawkaoe@uw.edu |  | School of Oceanography, Box 357940 | Seattle | 98195 | OR | USA | 206-221-6411 | primary
OOIR2 | RSN_DP_2 |  | Giora | Proskurowski | University of Washington | RSN-OOI Project Scientist | giora@uw.edu |  | UW School of Oceanography Box 357940 | Seattle | 98195 | WA | USA |  | alternate
OOIR2 | EA_DP_1 |  | Ed | Dever | Oregon State University | Project Scientist | edever@coas.oregonstate.edu | http://ceoas.oregonstate.edu/profile/dever/ | College of Earth Ocean and Atmospheric Sciences, Oregon State U. | Corvallis | 97331-5503 | OR | USA | 541-737-2749 | primary
OOIR2 | EA_DP_2 |  | Bob | Collier | Oregon State University | Principal Investigator | rcollier@coas.oregonstate.edu | http://ceoas.oregonstate.edu/profile/collier/ | College of Earth Ocean and Atmospheric Sciences, Oregon State U. | Corvallis | 97331-5503 | OR | USA | 541-737-4367 | alternate
OOIR2 | CG_DP_1 |  | John | Cosgrove | Woods Hole Oceanographic (Raytheon) | OOI OMC admin | jcosgrove@whoi.edu |  |  | Falmouth |  |  | USA | 508-289-4904 | primary
OOIR2 | CG_DP_2 |  | Kurt | Stiffel | WHOI-OOI | Instrument Lead | Kurt_Stiffel@raytheon.com |  |  |  |  | MA | USA | 508-289-3920 | alternate
OOIR2 | RSN_DEV_1 |  | Orest | Kawka | Regional Scale Nodes, OOI (University of Washington) | Project Scientist | kawkaoe@uw.edu |  | School of Oceanography, Box 357940 | Seattle | 98195 | OR | USA | 206-221-6411 | primary
OOIR2 | RSN_DEV_2 |  | Giora | Proskurowski | University of Washington | RSN-OOI Project Scientist | giora@uw.edu |  | UW School of Oceanography Box 357940 | Seattle | 98195 | WA | USA |  | alternate
OOIR2 | EA_DEV_1 |  | Ed | Dever | Oregon State University | Project Scientist | edever@coas.oregonstate.edu | http://ceoas.oregonstate.edu/profile/dever/ | College of Earth Ocean and Atmospheric Sciences, Oregon State U. | Corvallis | 97331-5503 | OR | USA | 541-737-2749 | primary
OOIR2 | EA_DEV_2 |  | Bob | Collier | Oregon State University | Principal Investigator | rcollier@coas.oregonstate.edu | http://ceoas.oregonstate.edu/profile/collier/ | College of Earth Ocean and Atmospheric Sciences, Oregon State U. | Corvallis | 97331-5503 | OR | USA | 541-737-4367 | alternate
OOIR2 | CG_DEV_1 |  | John | Cosgrove | Woods Hole Oceanographic (Raytheon) | OOI OMC admin | jcosgrove@whoi.edu |  |  | Falmouth |  |  | USA | 508-289-4904 | primary
OOIR2 | CG_DEV_2 |  | Kurt | Stiffel | WHOI-OOI | Instrument Lead | Kurt_Stiffel@raytheon.com |  |  |  |  | MA | USA | 508-289-3920 | alternate
OOIR2 | B_COLLIER |  | Bob | Collier | Oregon State University | Principal Investigator | rcollier@coas.oregonstate.edu | http://ceoas.oregonstate.edu/profile/collier/ | College of Earth Ocean and Atmospheric Sciences, Oregon State U. | Corvallis | 97331-5503 | OR | USA | 541-737-4367 | primary
OOIR2 | E_DEVER |  | Ed | Dever | Oregon State University | Project Scientist | edever@coas.oregonstate.edu | http://ceoas.oregonstate.edu/profile/dever/ | College of Earth Ocean and Atmospheric Sciences, Oregon State U. | Corvallis | 97331-5503 | OR | USA | 541-737-2749 | primary
OOIR2 | A_BRUST |  | Adam | Brust | UCSD |  | abrust@ucsd.edu
OOIR2 | J_BASNEY |  | James | Basney |  |  | jbasney@illinois.edu
OOIR2 | L_MORGAN_2 |  | Test | Manager |  |  | chiefst.fa@gmail.com
OOIR2 | L_MORGAN_3 |  | Eric | Science |  |  | e.sci@best.edu
OOIR2 | J_MCGOVERN |  | Jean | McGovern | NSF |  | kcarr@oceanleadership.org
OOIR2 | K_CARR |  | Kathleen | Carr | COL |  | kcarr@oceanleadership.org |  |  | Washington | 20009 |  | USA
OOIR2 | P_KEDIYAL |  | Prashant | Kediyal |  |  | pkediyal@gmail.com
NOSE | TEST_USER |  | Testathan | Userbrough | GGW | Illustrious Test Passagist | tester@somewhere.com | www.reddit.com | Box 357940 | Shantytown | 92037 | CA | USA | 858-555-5555 | primary
IDK | IDK_USER1 |  | Primary | Developer | IDK | Illustrious Test Passagist | tester@somewhere.com | www.reddit.com | Box 357940 | Shantytown | 92037 | CA | USA | 858-555-5555 | primary
IDK | IDK_USER2 |  | Secondary | Developer | IDK | Illustrious Test Passagist | tester@somewhere.com | www.reddit.com | Box 357940 | Shantytown | 92037 | CA | USA | 858-555-5555 | alternate
R2_DEMO | J_DELANEY |  | John | Delaney | Univ. of Washington | Director | jd@domainname.com | http://ooi.washington.edu/rsn/jrd/poetry/spiral.html | Box 357940 | Seattle | 98195 | WA | USA | office: 213-377-2929, home: 222-555-1212 | primary
R2_DEMO | B_WELLER |  | Bob | Weller | Woods Hole Oceanographic Institution | Senior Scientist | bw@woodhole.org | http://www.whoi.edu/profile/rweller/ | 266 Woods Hole Rd MS#29 | Woods Hole | 02543 | MA | USA | 508-289-2509 | primary
BETA | O_OWNERREP |  | Owen | Ownerrep | Univ. of Washington | Representative | owenownerrep@gmail.com | www.yahoo.com | 123 Anytown Rd | Some Place | 02392 | CA | USA | office: 858-822-6379, home: 222-555-1212 | alternate
R2_DEMO | J_ORCUTT |  | John | Orcutt | OOI Cyberinfrastructure | Principal Investigator | jorcutt@ucsd.edu | www.yahoo.com | 123 Anytown Rd | Some Place | 02392 | CA | USA | office: 858-822-6379, home: 222-555-1212 | alternate
BETA | M_MANAGER |  | Mike | Manager | UNoIt | Manager | mikemanagerooi@gmail.com | www.yahoo.com | 123 Anytown Rd | Some Place | 02392 | CA | USA | 619-555-1212 | primary
BETA | T_AMPE |  | Tim | Ampe | UCSD | System Development Manager | tampe@ucsd.edu | www.oceanobservatories.org | Atkinson Hall | La Jolla | 92037 | CA | USA | 858-822-5142 | primary
BETA | B_OPERATOR |  | Beta Operator | User | OOI | Beta System Operator | BetaOperator1@gmail.com | www.oceanobservatories.org | Atkinson Hall | La Jolla | 92037 | CA | USA | 858-555-5555 | primary
BETA | A_PLUEDDEMANN |  | Al | Plueddemann | WHOI | scientist | aplueddemann@whoi.edu |  |  |  |  | MA | USA |  | primary
BETA | B_BERGEN |  | Bill | Bergen | Ocean Leadership | lacky | billbergen16@gmail.com |  |  |  |  | CO | USA |  | primary
BETA | C_RISEN |  | Craig | Risien | Oregon State University | Senior Faculty Research Assistant | crisien@coas.oregonstate.edu |  | 104 CEOAS Administration Building | Corvallis | 97331 | OR | USA | 541-737-9682 | primary
BETA | D_MANALANG |  | Dana | Manalang | University of Washington |  | danam@apl.washington.edu |  |  |  |  | WA | USA |  | primary
BETA | G_PROSKUROWSKI |  | Giora | Proskurowski | University of Washington | RSN-OOI Project Scientist | giora@uw.edu |  | UW School of Oceanography Box 357940 | Seattle | 98195 | WA | USA |  | primary
BETA | J_LUND |  | John | Lund | WHOI | Engineer II | jlund@whoi.edu |  |  |  |  | MA | USA | 508.289.3636 | primary
BETA | K_STIFFEL |  | Kurt | Stiffel | WHOI-OOI | Instrument Lead | Kurt_Stiffel@raytheon.com |  |  |  |  | MA | USA | 508-289-3920 | primary
BETA | L_MORGAN |  | Lynn | Morgan | OSU-OOI |  | lmorgan@coas.oregonstate.edu |  |  |  |  | OR | USA |  | primary
BETA | M_VARDARO |  | Michael | Vardaro | Oregon State University |  | mvardaro@coas.oregonstate.edu |  |  |  |  | OR | USA |  | primary
BETA | O_KAWKA |  | Orest | Kawka | Regional Scale Nodes, OOI (University of Washington) | Project Scientist | kawkaoe@uw.edu |  | School of Oceanography, Box 357940 | Seattle | 98195 | OR | USA | 206-221-6411 | primary
BETA | K_FELDMAN |  | Ken | Feldman | RSN |  | ksf1@uw.edu | [7 empty] | primary
BETA | M_LOCKER |  | Martin | Locker | CI | Designer | mlocker@rocketmail.com | [7 empty] | primary
BETA | C_LICHTENWALNER |  | Sage | Lichtenwalner | Rutgers University | Research Programmer | sage@marine.rutgers.edu | [6 empty] | 848-932-3291 | primary
BETA | G_CHAVEZ |  | Gabriela | Chavez | CGSN/Scripps Institution of Oceanography | Operations Manager | gchavez@ucsd.edu | [6 empty] | 858-822-4938 | primary
BETA | J_COSGROVE |  | John | Cosgrove | Woods Hole Oceanographic (Raytheon) | OOI OMC admin | jcosgrove@whoi.edu |  |  | Falmouth |  |  | USA | 508-289-4904 | primary
BETA | M_HARRINGTON |  | Michael | Harrington | UW/APL |  | mikeh@apl.washington.edu | [7 empty] | primary

## CoordinateSystem
Scenario | ID | owner_id | confluence | m/geospatial_geodetic_crs | m/geospatial_vertical_crs | m/geospatial_latitude_units | m/geospatial_longitude_units | m/geospatial_vertical_units | m/geospatial_vertical_positive
STOP! | Changes to this doc can break the nose tests or interfere with test systems! BEFORE making changes, please read https://confluence.oceanobservatories.org/display/CIDev/Preload+development. AFTER making changes, please TEST, make a copy of this sheet, and commit the new URL to ion_loader.py!
DOC | IDs must be unique across ALL scenarios. Scenarios are ignored during preload |  | defines "GeospatialCoordinateReferenceSystem" objects used by geospatial constraints
IDK | SUBMERGED1 | USER_1 | https://confluence.oceanobservatories.org/display/CIDev/Preload+constraints | http://www.opengis.net/def/crs/EPSG/0/4326 | http://www.opengis.net/def/cs/EPSG/0/6498 | degrees_north | degrees_east | meter | down
BETA | SUBMERGED | USER_1 | https://confluence.oceanobservatories.org/display/CIDev/Preload+constraints | http://www.opengis.net/def/crs/EPSG/0/4326 | http://www.opengis.net/def/cs/EPSG/0/6498 | degrees_north | degrees_east | meter | down
R2_DEMO | AERIAL | USER_1 | https://confluence.oceanobservatories.org/display/CIDev/Preload+constraints | http://www.opengis.net/def/crs/EPSG/0/4269 | http://www.opengis.net/def/cs/EPSG/0/6499 | degrees_north | degrees_east | meter | up

## DataProcess (hidden)
Scenario | ID | owner_id | org_ids | data_process_definition_id | in_data_product_id | out_data_products | configuration | comment
STOP! | Changes to this doc can break the nose tests or interfere with test systems! BEFORE making changes, please read https://confluence.oceanobservatories.org/display/CIDev/Preload+development. AFTER making changes, please TEST, make a copy of this sheet, and commit the new URL to ion_loader.py!

## DataProcessDefinition (hidden)
Scenario | ID | owner_id | org_ids | input_stream_defs | output_stream_defs | dpd/name | dpd/description | dpd/module | dpd/class_name | dpd/parameters
STOP! | Changes to this doc can break the nose tests or interfere with test systems! BEFORE making changes, please read https://confluence.oceanobservatories.org/display/CIDev/Preload+development. AFTER making changes, please TEST, make a copy of this sheet, and commit the new URL to ion_loader.py!
OOIR2 | DPD15 |  | MF_RSN,MF_CGSN,MF_EA | StreamDef12a | {'google_dt':'StreamDef21a'} | GOOGLE_DT | Google datatable components | ion.processes.data.transforms.viz.google_dt | VizTransformGoogleDT
OOIR2 | DPD29 |  | MF_RSN,MF_CGSN,MF_EA | StreamDef12a | {'highcharts':'StreamDef138a'} | HIGHCHARTS | HighCharts charts | ion.processes.data.transforms.viz.highcharts | VizTransformHighCharts
OOIR2 | DPD16 |  | MF_RSN,MF_CGSN,MF_EA | StreamDef12a | {'graph':'StreamDef22a'} | MPL_IMAGES | Matplotlib graphs | ion.processes.data.transforms.viz.matplotlib_graphs | VizTransformMatplotlibGraphs
BETA | DPD1 | USER_1 | MF_3 | StreamDef12 | {'conductivity':'StreamDef13','temperature':'StreamDef14','pressure':'StreamDef15'} | CTD_L0 demo | L0 - Conductivity/Temp/Pressure | ion.processes.data.transforms.ctd.ctd_L0_all | ctd_L0_all
BETA | DPD2 | USER_1 | MF_3 | StreamDef13 | {'conductivity':'StreamDef16'} | CONDWAT L1 demo | L1 - Conductivity | ion.processes.data.transforms.ctd.ctd_L1_conductivity | CTDL1ConductivityTransform
BETA | DPD3 | USER_1 | MF_3 | StreamDef14 | {'temperature':'StreamDef17'} | TEMPWAT L1 demo | L1 - Temperature | ion.processes.data.transforms.ctd.ctd_L1_temperature | CTDL1TemperatureTransform
BETA | DPD4 | USER_1 | MF_3 | StreamDef15 | {'pressure':'StreamDef18'} | PRESWAT L1 demo | L1 - Pressure (Depth) | ion.processes.data.transforms.ctd.ctd_L1_pressure | CTDL1PressureTransform
BETA | DPD5 | USER_1 | MF_3 | StreamDef12 | {'salinity':'StreamDef19'} | PRACSAL L2 demo | L2 - Practical Salinity | ion.processes.data.transforms.ctd.ctd_L2_salinity | SalinityTransform
BETA | DPD6 | USER_1 | MF_3 | StreamDef12 | {'density':'StreamDef20'} | DENSITY L2 demo | L2 - Density | ion.processes.data.transforms.ctd.ctd_L2_density | DensityTransform
BETA | DPD15 | USER_1 | MF_3 | StreamDef12 | {'google_dt':'StreamDef21'} | GOOGLE_DT | Google datatable components | ion.processes.data.transforms.viz.google_dt | VizTransformGoogleDT
BETA | DPD29 | USER_1 | MF_3 | StreamDef12 | {'highcharts':'StreamDef138'} | HIGHCHARTS | HighCharts charts | ion.processes.data.transforms.viz.highcharts | VizTransformHighCharts
BETA | DPD16 | USER_1 | MF_3 | StreamDef12 | {'graph':'StreamDef22'} | MPL_IMAGES | Matplotlib graphs | ion.processes.data.transforms.viz.matplotlib_graphs | VizTransformMatplotlibGraphs
APE | DPD_LOG | USER_1 | MF_3 | StreamDef12 | {} | Granule Logger | Logs receipt of granules | ape.component.logging_transform | LoggingTransform
Note on B3: Duplicates, regardless of scenario it will either break or clobber the existing resource. Please find another ID for this resource. -Lucas Campbell
Note on C16: This breaks BASE, USER_1 is defined in R2_DEMO scenario. -Lucas Campbell I don't need it to be a specific user. Will blank work? -Ian Katz It looks like it should work without an entry but I can't test it just this moment. -Lucas Campbell I tested it and it seems to insert the resource just fine, so I think this is all set. -Ian Katz

## DataProduct
Scenario | ID | owner_id | lcstate | org_ids | stream_def_id | persist_metadata | persist_data | geo_constraint_id | coordinate_system_id | contact_ids | dp/name | dp/description | dp/processing_level_code | dp/quality_control_level | dp/ISO_spatial_representation_type | dp/ooi_short_name | dp/ooi_product_name | dp/license_uri | dp/exclusive_rights_status | dp/exclusive_rights_end_date | dp/exclusive_rights_notes | param_dict_type | parent
STOP! | Changes to this doc can break the nose tests or interfere with test systems! BEFORE making changes, please read https://confluence.oceanobservatories.org/display/CIDev/Preload+development. AFTER making changes, please TEST, make a copy of this sheet, and commit the new URL to ion_loader.py!
DOC | [7 empty] | choose a GEOSPATIAL row from constraint tab (not TEMPORAL) |  |  | data product name (crisp, unique for this resource type) | data product description (more detail than name, can be a few lines) | [9 empty] | values found in res/config/param_dict_defs.yml
OOIR2_DEMO | DPROD51 | USER_1 | DEPLOYED_AVAILABLE | MF_3 | StreamDef23 | TRUE | TRUE | GEO_10 | SUBMERGED | M_MANAGER,O_OWNERREP | SBE37SMP Simulator Raw | Raw stream from SBE37 simulator | Raw | N/A | textTable |  |  |  | Public |  |  | raw
OOIR2_DEMO | DPROD52 | USER_1 | DEPLOYED_AVAILABLE | MF_3 | StreamDef121 | TRUE | TRUE | GEO_10 | SUBMERGED | M_MANAGER,O_OWNERREP | SBE37SMP Simulator Parsed | Parsed Stream from SBE37 simulator | Parsed | a | textTable |  |  |  | Public |  |  | ctd_simulator
OOIR2_DEMO | DPROD56 | USER_1 | DEPLOYED_AVAILABLE | MF_3 | StreamDef124 | FALSE | FALSE | GEO_10 | SUBMERGED | M_MANAGER,O_OWNERREP | SBE37SMP Simulator CONDWAT L1 | OOI Core L1 Conductivity Data Product from the SBE37SMP Simulator | L1 | b | textTable |  |  |  | Public |  |  | ctd_simulator | DPROD52
OOIR2_DEMO | DPROD57 | USER_1 | DEPLOYED_AVAILABLE | MF_3 | StreamDef122 | FALSE | FALSE | GEO_10 | SUBMERGED | M_MANAGER,O_OWNERREP | SBE37SMP Simulator TEMPWAT L1 | OOI Core L1 Temperature Data Product from the SBE37SMP Simulator | L1 | b | textTable |  |  |  | Public |  |  | ctd_simulator | DPROD52
OOIR2_DEMO | DPROD58 | USER_1 | DEPLOYED_AVAILABLE | MF_3 | StreamDef123 | FALSE | FALSE | GEO_10 | SUBMERGED | M_MANAGER,O_OWNERREP | SBE37SMP Simulator PRESWAT L1 | OOI Core L1 Pressure Data Product from the SBE37SMP Simulator | L1 | b | textTable |  |  |  | Public |  |  | ctd_simulator | DPROD52
OOIR2_DEMO | DPROD59 | USER_1 | DEPLOYED_PRIVATE | MF_3 | StreamDef125 | FALSE | FALSE | GEO_10 | SUBMERGED | M_MANAGER,O_OWNERREP | SBE37SMP Simulator PRACSAL L2 | OOI Core L2 Calculated Practical Salinity from the SBE37SMP Simulator | L2 | b | textTable |  |  |  | Public |  |  | ctd_simulator | DPROD52
OOIR2_DEMO | DPROD60 | USER_1 | DEPLOYED_DISCOVERABLE | MF_3 | StreamDef126 | FALSE | FALSE | GEO_10 | SUBMERGED | M_MANAGER,O_OWNERREP | SBE37SMP Simulator DENSITY L2 | OOI Core L2 Calculated Density from the SBE37SMP Simulator | L2 | b | textTable |  |  |  | Public |  |  | ctd_simulator | DPROD52
OOIR2_DEMO | DP_PD3 | USER_1 | DEPLOYED_AVAILABLE | MF_3 | SD_PLATFORM1 | TRUE | TRUE | GEO_13 | SUBMERGED | M_MANAGER,O_OWNERREP | Low Power JBox - RSN Bench Testing Engineering Data | RSN Platform Engineering Data from Beta Demonstration Platform | N/A | N/A | textTable |  |  |  | Public |  |  | platform_eng_parsed
OOIR2_ALPHA | DP_ID12_RAW | USER_1 | DEPLOYED_AVAILABLE | MF_3 | StreamDef30 | TRUE | TRUE | GEO_10 | SUBMERGED | M_MANAGER,O_OWNERREP | SBE37SMP Raw | Raw stream from SBE37SMP instrument at UCSD on Beta Demonstration Platform | Raw | N/A | textTable |  |  |  | Public |  |  | raw
OOIR2_ALPHA | DP_ID12 | USER_1 | DEPLOYED_AVAILABLE | MF_3 | StreamDef31 | TRUE | TRUE | GEO_10 | SUBMERGED | M_MANAGER,O_OWNERREP | SBE37SMP Parsed | Parsed Stream from SBE37SMP instrument at UCSD on Beta Demonstration Platform | Parsed | a | textTable |  |  |  | Public |  |  | ctd_parsed_param_dict
OOIR2_ALPHA | DPROD27 | USER_1 | DEPLOYED_AVAILABLE | MF_3 | StreamDef124 | FALSE | FALSE | GEO_10 | SUBMERGED | M_MANAGER,O_OWNERREP | SBE37SMP CONDWAT L1 | OOI Core L1 Conductivity Data Product from the SBE37SMP on Beta Demonstration Platform | L1 | b | textTable |  |  |  | Public |  |  | ctd_parsed_param_dict | DP_ID12
OOIR2_ALPHA | DPROD28 | USER_1 | DEPLOYED_AVAILABLE | MF_3 | StreamDef122 | FALSE | FALSE | GEO_10 | SUBMERGED | M_MANAGER,O_OWNERREP | SBE37SMP TEMPWAT L1 | OOI Core L1 Temperature Data Product from the SBE37SMP on Beta Demonstration Platform | L1 | b | textTable |  |  |  | Public |  |  | ctd_parsed_param_dict | DP_ID12
OOIR2_ALPHA | DPROD29 | USER_1 | DEPLOYED_AVAILABLE | MF_3 | StreamDef123 | FALSE | FALSE | GEO_10 | SUBMERGED | M_MANAGER,O_OWNERREP | SBE37SMP PRESWAT L1 | OOI Core L1 Pressure Data Product from the SBE37SMP on Beta Demonstration Platform | L1 | b | textTable |  |  |  | Public |  |  | ctd_parsed_param_dict | DP_ID12
OOIR2_ALPHA | DPROD30 | USER_1 | DEPLOYED_PRIVATE | MF_3 | StreamDef125 | FALSE | FALSE | GEO_10 | SUBMERGED | M_MANAGER,O_OWNERREP | SBE37SMP PRACSAL L2 | OOI Core L2 Calculated Practical Salinity from the SBE37SMP on Beta Demonstration Platform | L2 | b | textTable |  |  |  | Public |  |  | ctd_parsed_param_dict | DP_ID12
OOIR2_ALPHA | DPROD31 | USER_1 | DEPLOYED_DISCOVERABLE | MF_3 | StreamDef126 | FALSE | FALSE | GEO_10 | SUBMERGED | M_MANAGER,O_OWNERREP | SBE37SMP DENSITY L2 | OOI Core L2 Calculated Density from the SBE37SMP on Beta Demonstration Platform | L2 | b | textTable |  |  |  | Public |  |  | ctd_parsed_param_dict | DP_ID12
IDK | DPROD_IDK_RAW | USER_1 | DEPLOYED_AVAILABLE | MF_3 | SD_IDK_RAW | TRUE | TRUE | GEO2 | SUBMERGED | M_MANAGER,O_OWNERREP | IDK Device Output Raw | Raw stream from driver under development | Raw | N/A | textTable |  |  |  | Public |  |  | raw
IDK | DPROD_IDK_PARSED | USER_1 | DEPLOYED_AVAILABLE | MF_3 | UNKNOWN | TRUE | TRUE | GEO2 | SUBMERGED | M_MANAGER,O_OWNERREP | IDK Device Output Parsed | Parsed Stream from driver under development | Parsed | a | textTable |  |  |  | Public |  |  | UNKNOWN
NOSE | DP_TEST_L0 | USER_1 | DEPLOYED_AVAILABLE | MF_TEST | StreamDef11 | TRUE | TRUE | GEO1 | SUBMERGED | M_MANAGER,O_OWNERREP | Test DP L0 CTD | Raw stream from SBE37 simulator on Beta Demonstration Platform | Raw | a | textTable |  |  |  | Public |  |  | raw
NOSE | DT_TEST_L1 | USER_1 | DEPLOYED_AVAILABLE | MF_TEST | StreamDef16 | TRUE | FALSE | GEO1 | SUBMERGED | M_MANAGER,O_OWNERREP | Test DP L1 conductivity | OOI Core L1 Conductivity Data Product from the SBE37SMP Simulator on Beta Demonstration Platform | L1 | b | textTable |  |  |  | Public |  |  | ctd_parsed_param_dict
NOSE | DP_TEST_EXT | USER_1 | DEPLOYED_AVAILABLE | MF_TEST | StreamDef106 | TRUE | TRUE | GEO1 | SUBMERGED | M_MANAGER,O_OWNERREP | Test DP for External CTD Dataset | Test DP for External Dataset | L1 | b | textTable |  |  |  | Public |  |  | nose_ctd_external
R2_DEMO | DPROD11 | USER_1 | DEPLOYED_AVAILABLE | MF_3 | StreamDef23 | TRUE | TRUE | GEO2 | SUBMERGED | M_MANAGER,O_OWNERREP | SBE37SMP Simulator 1 Raw | Raw stream from SBE37 simulator on Beta Demonstration Platform | Raw | N/A | textTable |  |  |  | Public |  |  | raw
R2_DEMO | DPROD12 | USER_1 | DEPLOYED_AVAILABLE | MF_3 | StreamDef121 | TRUE | TRUE | GEO2 | SUBMERGED | M_MANAGER,O_OWNERREP | SBE37SMP Simulator 1 Parsed | Parsed Stream from SBE37 simulator on Beta Demonstration Platform | Parsed | a | textTable |  |  |  | Public |  |  | ctd_simulator
R2_DEMO | DPROD16 | USER_1 | DEPLOYED_AVAILABLE | MF_3 | StreamDef124 | FALSE | FALSE | GEO2 | SUBMERGED | M_MANAGER,O_OWNERREP | SBE37SMP Simulator CONDWAT L1 | OOI Core L1 Conductivity Data Product from the SBE37SMP Simulator on Beta Demonstration Platform | L1 | b | textTable | CONDWAT | Conductivity |  | Public |  |  | ctd_simulator | DPROD12
R2_DEMO | DPROD17 | USER_1 | DEPLOYED_AVAILABLE | MF_3 | StreamDef122 | FALSE | FALSE | GEO2 | SUBMERGED | M_MANAGER,O_OWNERREP | SBE37SMP Simulator TEMPWAT L1 | OOI Core L1 Temperature Data Product from the SBE37SMP Simulator on Beta Demonstration Platform | L1 | b | textTable | TEMPWAT | Temperature |  | Public |  |  | ctd_simulator | DPROD12
R2_DEMO | DPROD18 | USER_1 | DEPLOYED_AVAILABLE | MF_3 | StreamDef123 | FALSE | FALSE | GEO2 | SUBMERGED | M_MANAGER,O_OWNERREP | SBE37SMP Simulator PRESWAT L1 | OOI Core L1 Pressure Data Product from the SBE37SMP Simulator on Beta Demonstration Platform | L1 | b | textTable | PRESWAT | Pressure |  | Public |  |  | ctd_simulator | DPROD12
R2_DEMO | DPROD19 | USER_1 | DEPLOYED_AVAILABLE | MF_3 | StreamDef125 | FALSE | FALSE | GEO2 | SUBMERGED | M_MANAGER,O_OWNERREP | SBE37SMP Simulator PRACSAL L2 | OOI Core L2 Calculated Practical Salinity from the SBE37SMP Simulator on Beta Demonstration Platform | L2 | b | textTable | PRACSAL | Salinity |  | Public |  |  | ctd_simulator | DPROD12
R2_DEMO | DPROD20 | USER_1 | DEPLOYED_AVAILABLE | MF_3 | StreamDef126 | FALSE | FALSE | GEO2 | SUBMERGED | M_MANAGER,O_OWNERREP | SBE37SMP Simulator DENSITY L2 | OOI Core L2 Calculated Density from the SBE37SMP Simulator on Beta Demonstration Platform | L2 | b | textTable | DENSITY | Density |  | Public |  |  | ctd_simulator | DPROD12
R2_DEMO | DPROD21 | USER_1 | DEPLOYED_AVAILABLE | MF_3 | StreamDef23 | TRUE | TRUE | GEO1 | SUBMERGED | M_MANAGER,O_OWNERREP | SBE37SMP Simulator 2 Raw | Raw stream from SBE37 simulator Replacement | Raw | N/A | textTable |  |  |  | Public |  |  | raw
R2_DEMO | DPROD22 | USER_1 | DEPLOYED_AVAILABLE | MF_3 | StreamDef121 | TRUE | TRUE | GEO1 | SUBMERGED | M_MANAGER,O_OWNERREP | SBE37SMP Simulator 2 Parsed | Parsed Stream from SBE37 simulator Replacement | Parsed | a | textTable |  |  |  | Public |  |  | ctd_simulator
R2_DEMO | EEDP1 | USER_1 | DEPLOYED_AVAILABLE | MF_3 | StreamDef12 | TRUE | TRUE | GEO2 | SUBMERGED | J_ORCUTT,T_AMPE | CTD Parsed EER2 | Parsed Stream from SBE37 simulator Replacement | Parsed | a | textTable |  |  |  | Public |  |  | ctd_simulator
R2_DEMO | EEDP2 | USER_1 | DEPLOYED_AVAILABLE | MF_3 | StreamDef11 | TRUE | TRUE | GEO2 | SUBMERGED | J_ORCUTT,T_AMPE | CTD Raw EER2 | Raw Stream from SBE37 simulator Replacement | Raw | N/A | textTable |  |  |  | Public |  |  | raw
R2_DEMO | EEDP3 | USER_1 | DEPLOYED_AVAILABLE | MF_3 | StreamDef12 | TRUE | FALSE | GEO2 | SUBMERGED | J_ORCUTT,T_AMPE | CTD subsite DP EER2 | Parsed Stream from SBE37 simulator Replacement | Parsed | a | textTable |  |  |  | Public |  |  | ctd_parsed_param_dict
disable | EEDP4 | USER_1 | DEPLOYED_AVAILABLE | MF_3 | StreamDef11 | TRUE | TRUE | GEO2 | SUBMERGED | J_ORCUTT,T_AMPE | CTD Raw subsite EER2 | Raw Stream from SBE37 simulator Replacement | Raw | N/A | textTable |  |  |  | Public |  |  | raw
R2_DEMO | DPROD23 | USER_1 | DEPLOYED_AVAILABLE | MF_3 | StreamDef22 | TRUE | TRUE | GEO2 | SUBMERGED | J_ORCUTT,T_AMPE | Matplotlib graphs | These graphs are generated on a scheduled timer event | Matplotlib_graph | b | NA |  |  |  | Public |  |  | graph_image_param_dict
BETA | DP_PD3 | USER_1 | DEPLOYED_AVAILABLE | MF_3 | SD_PLATFORM1 | TRUE | TRUE | GEO1 | SUBMERGED | M_MANAGER,O_OWNERREP | Platform Engineering Data | RSN Platform Engineering Data from Beta Demonstration Platform | N/A | a | textTable |  |  |  | Public |  |  | platform_eng_parsed
BETA | DP_PD5 | USER_1 | DEPLOYED_AVAILABLE | MF_3 | SD_PLATFORM1 | TRUE | TRUE | GEO1 | SUBMERGED | M_MANAGER,O_OWNERREP | Platform Engineering Data 200m Platform | RSN Platform Engineering Data from Profiler 200m Platform 104b | N/A | a | textTable |  |  |  | Public |  |  | platform_eng_parsed
DEVS | DP_ID5 | USER_1 | DEPLOYED_AVAILABLE | MF_3 | StreamDef24 | TRUE | TRUE | GEO_UW | SUBMERGED | M_MANAGER,O_OWNERREP | PARAD parsed from device ID5 | Stream from PARAD instrument at UW | Parsed | a | textTable |  |  |  | Public |  |  | parad_parsed
PRESF | DP_ID6_RAW | USER_1 | DEPLOYED_AVAILABLE | MF_3 | StreamDef23 | TRUE | TRUE | GEO_WHOI2 | SUBMERGED | M_MANAGER,O_OWNERREP | PRESF raw from device ID6 | Raw PRESF Stream from seabird26plus instrument at Woods Hole | Raw | N/A | textTable |  |  |  | Public |  |  | raw
PRESF | DP_ID6 | USER_1 | DEPLOYED_AVAILABLE | MF_3 | StreamDef25 | TRUE | TRUE | GEO_WHOI2 | SUBMERGED | M_MANAGER,O_OWNERREP | PRESF Parsed Tide Measurements from device ID6 | PRESF Stream from seabird26plus instrument at Woods Hole | Parsed | a | textTable |  |  |  | Public |  |  | presf_tide_measurement
PRESF | DP_ID13 | USER_1 | DEPLOYED_AVAILABLE | MF_3 | StreamDef25A | FALSE | FALSE | GEO_WHOI2 | SUBMERGED | M_MANAGER,O_OWNERREP | PRESF L0 absolute_pressure from Tide Measurements | PRESF L0 absolute_pressure from seabird26plus instrument at Woods Hole | L0 | a | textTable |  |  |  | Public |  |  | presf_tide_measurement | DP_ID6
PRESF | DP_ID14 | USER_1 | DEPLOYED_AVAILABLE | MF_3 | StreamDef34 | FALSE | FALSE | GEO_WHOI2 | SUBMERGED | M_MANAGER,O_OWNERREP | PRESF L1 seafloor_pressure from Tide Measurements | PRESF L1 seafloor_pressure from seabird26plus instrument at Woods Hole | L1 | a | textTable |  |  |  | Public |  |  | presf_tide_measurement | DP_ID6
DEVS | DP_ID5_RAW | USER_1 | DEPLOYED_AVAILABLE | MF_3 | StreamDef23 | TRUE | TRUE | GEO_UW | SUBMERGED | M_MANAGER,O_OWNERREP | PARAD raw from device ID5 | Raw Stream from PARAD instrument at UW | Raw | N/A | textTable |  |  |  | Public |  |  | raw
DEVS | DP_ID8 | USER_1 | DEPLOYED_AVAILABLE | MF_3 | StreamDef26 | TRUE | TRUE | GEO_UW | SUBMERGED | M_MANAGER,O_OWNERREP | TRHPH parsed from device ID8 | Stream from TRHPH instrument at UW | Parsed | a | textTable |  |  |  | Public |  |  | trhph_parsed
VOID | DP_ID9 | USER_1 | DEPLOYED_AVAILABLE | MF_3 | StreamDef27 | TRUE | TRUE | GEO_UW | SUBMERGED | M_MANAGER,O_OWNERREP | PREST parsed from device ID9 | Stream from PREST instrument at UW | Parsed | a | textTable |  |  |  | Public |  |  | prest_parsed
DEVS | DP_ID10 | USER_1 | DEPLOYED_AVAILABLE | MF_3 | StreamDef28 | TRUE | TRUE | GEO_UW | SUBMERGED | M_MANAGER,O_OWNERREP | VELPT parsed from device ID10 | Stream from VELPT instrument at UW | Parsed | a | textTable |  |  |  | Public |  |  | velpt_parsed
DEVS | DP_ID11 | USER_1 | DEPLOYED_AVAILABLE | MF_3 | StreamDef29 | TRUE | TRUE | GEO_UW | SUBMERGED | M_MANAGER,O_OWNERREP | NUTNR parsed from device ID11 | Stream from NUTNR instrument at UCSD | Parsed | a | textTable |  |  |  | Public |  |  | nutnr_parsed
DEVS | DP_ID8_RAW | USER_1 | DEPLOYED_AVAILABLE | MF_3 | StreamDef23 | TRUE | TRUE | GEO_UW | SUBMERGED | M_MANAGER,O_OWNERREP | TRHPH raw from device ID6 | Raw Stream from TRHPH instrument at UW | Raw | N/A | textTable |  |  |  | Public |  |  | raw
PREST | DP_ID9_RAW | USER_1 | DEPLOYED_AVAILABLE | MF_3 | StreamDef23 | TRUE | TRUE | GEO_UW | SUBMERGED | M_MANAGER,O_OWNERREP | PREST raw from device ID9 | Raw Stream from PREST instrument at UW | Raw | N/A | textTable |  |  |  | Public |  |  | raw
DEVS | DP_ID10_RAW | USER_1 | DEPLOYED_AVAILABLE | MF_3 | StreamDef23 | TRUE | TRUE | GEO_UW | SUBMERGED | M_MANAGER,O_OWNERREP | VELPT raw from device ID8 | Raw Stream from VELPT instrument at UW | Raw | N/A | textTable |  |  |  | Public |  |  | raw
DEVS | DP_ID11_RAW | USER_1 | DEPLOYED_AVAILABLE | MF_3 | StreamDef23 | TRUE | TRUE | GEO_UW | SUBMERGED | M_MANAGER,O_OWNERREP | NUTNR raw from device ID9 | Raw Stream from NUTNR instrument at UCSD | Raw | N/A | textTable |  |  |  | Public |  |  | raw
BETA | DP_ID12_RAW | USER_1 | DEPLOYED_AVAILABLE | MF_3 | StreamDef30 | TRUE | TRUE | GEO3 | SUBMERGED | M_MANAGER,O_OWNERREP | SBE37SMP Raw | Raw stream from SBE37SMP instrument at UCSD on Beta Demonstration Platform | Raw | N/A | textTable |  |  |  | Public |  |  | raw
BETA | DP_ID12 | USER_1 | DEPLOYED_AVAILABLE | MF_3 | StreamDef121 | TRUE | TRUE | GEO3 | SUBMERGED | M_MANAGER,O_OWNERREP | SBE37SMP Parsed | Parsed Stream from SBE37SMP instrument at UCSD on Beta Demonstration Platform | Parsed | a | textTable |  |  |  | Public |  |  | ctd_simulator
BETA | DPROD27 | USER_1 | DEPLOYED_AVAILABLE | MF_3 | StreamDef124 | FALSE | FALSE | GEO3 | SUBMERGED | M_MANAGER,O_OWNERREP | SBE37SMP CONDWAT L1 | OOI Core L1 Conductivity Data Product from the SBE37SMP on Beta Demonstration Platform | L1 | b | textTable |  |  |  | Public |  |  | ctd_simulator | DP_ID12
BETA | DPROD28 | USER_1 | DEPLOYED_AVAILABLE | MF_3 | StreamDef122 | FALSE | FALSE | GEO3 | SUBMERGED | M_MANAGER,O_OWNERREP | SBE37SMP TEMPWAT L1 | OOI Core L1 Temperature Data Product from the SBE37SMP on Beta Demonstration Platform | L1 | b | textTable |  |  |  | Public |  |  | ctd_simulator | DP_ID12
BETA | DPROD29 | USER_1 | DEPLOYED_AVAILABLE | MF_3 | StreamDef123 | FALSE | FALSE | GEO3 | SUBMERGED | M_MANAGER,O_OWNERREP | SBE37SMP PRESWAT L1 | OOI Core L1 Pressure Data Product from the SBE37SMP on Beta Demonstration Platform | L1 | b | textTable |  |  |  | Public |  |  | ctd_simulator | DP_ID12
BETA | DPROD30 | USER_1 | DEPLOYED_PRIVATE | MF_3 | StreamDef125 | FALSE | FALSE | GEO3 | SUBMERGED | M_MANAGER,O_OWNERREP | SBE37SMP PRACSAL L2 | OOI Core L2 Calculated Practical Salinity from the SBE37SMP on Beta Demonstration Platform | L2 | b | textTable |  |  |  | Public |  |  | ctd_simulator | DP_ID12
BETA | DPROD31 | USER_1 | DEPLOYED_DISCOVERABLE | MF_3 | StreamDef126 | FALSE | FALSE | GEO3 | SUBMERGED | M_MANAGER,O_OWNERREP | SBE37SMP DENSITY L2 | OOI Core L2 Calculated Density from the SBE37SMP on Beta Demonstration Platform | L2 | b | textTable |  |  |  | Public |  |  | ctd_simulator | DP_ID12
PRESF | DPROD61 | USER_1 | DEPLOYED_AVAILABLE | MF_3 | StreamDef32 | TRUE | TRUE | GEO_WHOI2 | SUBMERGED | M_MANAGER,O_OWNERREP | PRESF Operating Status | PRESF Operating Status from seabird26plus instrument at Woods Hole | N/A | N/A | textTable |  |  |  | Public |  |  | presf_operating_status
PRESF | DPROD62 | USER_1 | DEPLOYED_AVAILABLE | MF_3 | StreamDef33 | TRUE | TRUE | GEO_WHOI2 | SUBMERGED | M_MANAGER,O_OWNERREP | PRESF Calibration Coefficients | PRESF Calibration Coefficients from seabird26plus instrument at Woods Hole | N/A | N/A | textTable |  |  |  | Public |  |  | presf_calibration_coefficients
VOID | DPROD63 | USER_1 | DEPLOYED_AVAILABLE | MF_3 | StreamDef34 | TRUE | TRUE | GEO_WHOI2 | SUBMERGED | M_MANAGER,O_OWNERREP | PRESF L1 Seafloor Pressure from Wave Burst Measurements | Seafloor Pressure (SFLPRES_L1) from the SBE 26plus parsed wave burst measurements | L1 | b | textTable |  |  |  | Public |  |  | presf_tide_converted
PRESF | DPROD64 | USER_1 | DEPLOYED_AVAILABLE | MF_3 | StreamDef87 | TRUE | TRUE | GEO_WHOI2 | SUBMERGED | M_MANAGER,O_OWNERREP | PRESF Parsed Wave Burst Measurements from device ID6 | PRESF Stream from seabird26plus instrument at Woods Hole | Parsed | a | textTable |  |  |  | Public |  |  | presf_wave_burst
VOID | DPROD65 | USER_1 | DEPLOYED_AVAILABLE | MF_3 | StreamDef87 | TRUE | TRUE | GEO_WHOI2 | SUBMERGED | M_MANAGER,O_OWNERREP | PRESF L0 absolute_pressure from Wave Burst | PRESF L0 absolute_pressure from seabird26plus instrument at Woods Hole | L0 | b | textTable |  |  |  | Public |  |  | presf_wave_burst
PRESF | DPROD66 | USER_1 | DEPLOYED_AVAILABLE | MF_3 | StreamDef88 | TRUE | TRUE | GEO_WHOI2 | SUBMERGED | M_MANAGER,O_OWNERREP | PRESF Parsed Wave Burst Computed Statistics | PRESF computed wave statistics from seabird26plus instrument at Woods Hole | N/A | N/A | textTable |  |  |  | Public |  |  | presf_wave_statistics
PREST | DPROD67 | USER_1 | DEPLOYED_AVAILABLE | MF_3 | StreamDef49 | TRUE | TRUE | GEO_UW | SUBMERGED | M_MANAGER,O_OWNERREP | PREST Real Time Data | PREST Real Time data from SBE 54 Tsunami Pressure Sensor instrument at RSN | N/A | N/A | textTable |  |  |  | Public |  |  | prest_real_time
PREST | DPROD68 | USER_1 | DEPLOYED_AVAILABLE | MF_3 | StreamDef50 | TRUE | TRUE | GEO_UW | SUBMERGED | M_MANAGER,O_OWNERREP | PREST Reference Oscillator | PREST Reference Oscillator data from SBE 54 Tsunami Pressure Sensor instrument at RSN | N/A | N/A | textTable |  |  |  | Public |  |  | prest_reference_oscillator
PREST | DPROD69 | USER_1 | DEPLOYED_AVAILABLE | MF_3 | StreamDef51 | TRUE | TRUE | GEO_UW | SUBMERGED | M_MANAGER,O_OWNERREP | PREST Configuration Data | PREST Configuration data from SBE 54 Tsunami Pressure Sensor instrument at RSN | N/A | N/A | textTable |  |  |  | Public |  |  | prest_configuration_data
PREST | DPROD70 | USER_1 | DEPLOYED_AVAILABLE | MF_3 | StreamDef52 | TRUE | TRUE | GEO_UW | SUBMERGED | M_MANAGER,O_OWNERREP | PREST Device Status | PREST Device Status data from SBE 54 Tsunami Pressure Sensor instrument at RSN | N/A | N/A | textTable |  |  |  | Public |  |  | prest_device_status
PREST | DPROD71 | USER_1 | DEPLOYED_AVAILABLE | MF_3 | StreamDef53 | TRUE | TRUE | GEO_UW | SUBMERGED | M_MANAGER,O_OWNERREP | PREST Event Counter | PREST Event Counter data from SBE 54 Tsunami Pressure Sensor instrument at RSN | N/A | N/A | textTable |  |  |  | Public |  |  | prest_event_counter
PREST | DPROD72 | USER_1 | DEPLOYED_AVAILABLE | MF_3 | StreamDef54 | TRUE | TRUE | GEO_UW | SUBMERGED | M_MANAGER,O_OWNERREP | PREST Hardware Data | PREST Hardware Data from SBE 54 Tsunami Pressure Sensor instrument at RSN | N/A | N/A | textTable |  |  |  | Public |  |  | prest_hardware_data
PREST | DPROD73 | USER_1 | DEPLOYED_AVAILABLE | MF_3 | StreamDef49A | FALSE | FALSE | GEO_UW | SUBMERGED | M_MANAGER,O_OWNERREP | PREST L0 absolute_pressure from Real Time Data | PREST L0 (absolute_pressure) from SBE 54 Tsunami Pressure Sensor instrument at RSN | L0 | b | textTable |  |  |  | Public |  |  | prest_real_time | DPROD67
PREST | DPROD74 | USER_1 | DEPLOYED_AVAILABLE | MF_3 | StreamDef89 | FALSE | FALSE | GEO_UW | SUBMERGED | M_MANAGER,O_OWNERREP | PREST L1 Seafloor Pressure | SFLPRES_L1 (Seafloor Pressure) from SBE 54 Tsunami Pressure Sensor instrument at RSN | L1 | b | textTable |  |  |  | Public |  |  | prest_real_time | DPROD67
CTDBP | DP_ID7 | USER_1 | DEPLOYED_AVAILABLE | MF_3 | StreamDef35 | TRUE | TRUE | GEO_WHOI2 | SUBMERGED | M_MANAGER,O_OWNERREP | CTDBP parsed sample from device ID7 | CTD Stream from seabird16plusV2 instrument at Woods Hole | Parsed | a | textTable |  |  |  | Public |  |  | ctdbp_cdef_sample
CTDBP | DP_ID7_RAW | USER_1 | DEPLOYED_AVAILABLE | MF_3 | StreamDef23 | TRUE | TRUE | GEO_WHOI2 | SUBMERGED | M_MANAGER,O_OWNERREP | CTDBP raw from device ID7 | Raw CTD Stream from seabird16plusV2 instrument at Woods Hole | Raw | N/A | textTable |  |  |  | Public |  |  | raw
CTDBP | DPROD75 | USER_1 | DEPLOYED_AVAILABLE | MF_3 | StreamDef36 | TRUE | TRUE | GEO_WHOI2 | SUBMERGED | M_MANAGER,O_OWNERREP | CTDBP status from device ID7 | CTD Status from seabird16plusV2 instrument at Woods Hole | N/A | a | textTable |  |  |  | Public |  |  | ctdbp_cdef_status
CTDBP | DPROD76 | USER_1 | DEPLOYED_AVAILABLE | MF_3 | StreamDef37 | TRUE | TRUE | GEO_WHOI2 | SUBMERGED | M_MANAGER,O_OWNERREP | CTDBP calibration coefficients from device ID7 | CTD Calibration Coefficients from seabird16plusV2 instrument at Woods Hole | N/A | a | textTable |  |  |  | Public |  |  | ctdbp_cdef_calibration_coefficients
CTDBP | DPROD77 | USER_1 | DEPLOYED_AVAILABLE | MF_3 | StreamDef94 | FALSE | FALSE | GEO_WHOI2 | SUBMERGED | M_MANAGER,O_OWNERREP | CTDBP cdef L0 (CONDWAT, TEMPWAT, PRESWAT) | OOI Core L0 Data Product from the CTDBP for CONDWAT, TEMPWAT, & PRESWAT | L0 | a | textTable |  |  |  | Public |  |  | ctdbp_cdef_sample | DP_ID7
CTDBP | DPROD78 | USER_1 | DEPLOYED_AVAILABLE | MF_3 | StreamDef95 | FALSE | FALSE | GEO_WHOI2 | SUBMERGED | M_MANAGER,O_OWNERREP | CTDBP cdef L1 (CONDWAT, TEMPWAT, PRESWAT) | OOI Core L1 Conductivity Data Product from the CTDBP for CONDWAT, TEMPWAT, & PRESWAT | L1 | b | textTable |  |  |  | Public |  |  | ctdbp_cdef_sample | DP_ID7
CTDBP | DPROD79 | USER_1 | DEPLOYED_PRIVATE | MF_3 | StreamDef96 | FALSE | FALSE | GEO_WHOI2 | SUBMERGED | M_MANAGER,O_OWNERREP | CTDBP cdef L2 PRACSAL | OOI Core L2 Calculated Practical Salinity from the CTDBP on Beta Demonstration Platform | L2 | b | textTable |  |  |  | Public |  |  | ctdbp_cdef_sample | DP_ID7
CTDBP | DPROD80 | USER_1 | DEPLOYED_DISCOVERABLE | MF_3 | StreamDef97 | FALSE | FALSE | GEO_WHOI2 | SUBMERGED | M_MANAGER,O_OWNERREP | CTDBP cdef L2 DENSITY | OOI Core L2 Calculated Density from the CTDBP on Beta Demonstration Platform | L2 | b | textTable |  |  |  | Public |  |  | ctdbp_cdef_sample | DP_ID7
TMPSF | DPROD81 | USER_1 | DEPLOYED_AVAILABLE | MF_3 | StreamDef103 | TRUE | TRUE | GEO_WHOI2 | SUBMERGED | M_MANAGER,O_OWNERREP | TMPSF sample from ID15 | TMPSF sample data from device | Parsed | a | textTable |  |  |  | Public |  |  | tmpsf_sample
TMPSF | DPROD82 | USER_1 | DEPLOYED_AVAILABLE | MF_3 | StreamDef104 | TRUE | TRUE | GEO_WHOI2 | SUBMERGED | M_MANAGER,O_OWNERREP | TMPSF eng from ID15 | TMPSF engineering data from device | N/A | a | textTable |  |  |  | Public |  |  | tmpsf_engineering
TMPSF | DPROD81_RAW | USER_1 | DEPLOYED_AVAILABLE | MF_3 | StreamDef23 | TRUE | TRUE | GEO_WHOI2 | SUBMERGED | M_MANAGER,O_OWNERREP | TMPSF raw from device ID15 | Raw TMPSF Stream from device | Raw | N/A | textTable |  |  |  | Public |  |  | raw
VEL3D_B | DPROD83 | USER_1 | DEPLOYED_AVAILABLE | MF_3 | StreamDef47 | TRUE | TRUE | GEO_WHOI2 | SUBMERGED | M_MANAGER,O_OWNERREP | vel3d sample from ID16 | VEL3D sample data from device | Parsed | a | textTable |  |  |  | Public |  |  | vel3d_b_sample
VEL3D_B | DPROD84 | USER_1 | DEPLOYED_AVAILABLE | MF_3 | StreamDef48 | TRUE | TRUE | GEO_WHOI2 | SUBMERGED | M_MANAGER,O_OWNERREP | vel3d eng from ID16 | VEL3D engineering data from device | N/A | a | textTable |  |  |  | Public |  |  | vel3d_b_engineering
VEL3D_B | DPROD83_RAW | USER_1 | DEPLOYED_AVAILABLE | MF_3 | StreamDef23 | TRUE | TRUE | GEO_WHOI2 | SUBMERGED | M_MANAGER,O_OWNERREP | vel3d raw from device ID16 | Raw VEL3D Stream from device | Raw | N/A | textTable |  |  |  | Public |  |  | raw
BETA | DPROD85 | USER_1 | DEPLOYED_AVAILABLE | MF_3 | StreamDef107 | TRUE | TRUE | GEO2 | SUBMERGED | M_MANAGER,O_OWNERREP | SBE Simulator Parsed Data Product | Parsed Data Product | Parsed | b | textTable |  |  |  | Public |  |  | ctd_simulator
BETA | DPROD86 | USER_1 | DEPLOYED_AVAILABLE | MF_3 | StreamDef108 | FALSE | FALSE | GEO2 | SUBMERGED | M_MANAGER,O_OWNERREP | SBE Simulator TEMPWAT | TEMPWAT | L1 | b | textTable |  |  |  | Public |  |  | ctd_simulator | DPROD85
BETA | DPROD87 | USER_1 | DEPLOYED_AVAILABLE | MF_3 | StreamDef109 | FALSE | FALSE | GEO2 | SUBMERGED | M_MANAGER,O_OWNERREP | SBE Simulator PRESWAT | PRESWAT | L1 | b | textTable |  |  |  | Public |  |  | ctd_simulator | DPROD85
BETA | DPROD88 | USER_1 | DEPLOYED_AVAILABLE | MF_3 | StreamDef110 | FALSE | FALSE | GEO2 | SUBMERGED | M_MANAGER,O_OWNERREP | SBE Simulator CONDWAT | CONDWAT | L1 | b | textTable |  |  |  | Public |  |  | ctd_simulator | DPROD85
BETA | DPROD89 | USER_1 | DEPLOYED_AVAILABLE | MF_3 | StreamDef111 | FALSE | FALSE | GEO2 | SUBMERGED | M_MANAGER,O_OWNERREP | SBE Simulator PRACSAL | PRACSAL | L2 | b | textTable |  |  |  | Public |  |  | ctd_simulator | DPROD85
BETA | DPROD90 | USER_1 | DEPLOYED_AVAILABLE | MF_3 | StreamDef112 | FALSE | FALSE | GEO2 | SUBMERGED | M_MANAGER,O_OWNERREP | SBE Simulator DENSITY | DENSITY | L2 | b | textTable |  |  |  | Public |  |  | ctd_simulator | DPROD85
BETA | DPROD91 | USER_1 | DEPLOYED_AVAILABLE | MF_3 | StreamDef11 | TRUE | TRUE | GEO2 | SUBMERGED | M_MANAGER,O_OWNERREP | SBE Simulator Raw Data Product | Raw stream from SBE37 simulator on Beta System | Raw | N/A | textTable |  |  |  | Public |  |  | raw
VEL3D_B | DPROD94 | USER_1 | DEPLOYED_AVAILABLE | MF_3 | StreamDef98 | FALSE | FALSE | GEO_WHOI2 | SUBMERGED | M_MANAGER,O_OWNERREP | vel3d-b VELPTTU_L0 | OOI Core Data product from the VEL3D-B for L0 VELPTTU_L0 | L0 | a | textTable |  |  |  | Public |  |  | vel3d_b_sample | DPROD83
VEL3D_B | DPROD95 | USER_1 | DEPLOYED_AVAILABLE | MF_3 | StreamDef99 | FALSE | FALSE | GEO_WHOI2 | SUBMERGED | M_MANAGER,O_OWNERREP | vel3d-b VELPTTU_L1 | OOI Core Data product from the VEL3D-B for L0 VELPTTU_L1 | L1 | b | textTable |  |  |  | Public |  |  | vel3d_b_sample | DPROD83
OPTAA | DPROD96 | USER_1 | DEPLOYED_AVAILABLE | MF_3 | StreamDef71 | TRUE | TRUE | GEO_WHOI2 | SUBMERGED | M_MANAGER,O_OWNERREP | OPTAA sample from ID19 | OPTAA sample data from device | Parsed | a | textTable |  |  |  | Public |  |  | optaa_sample
OPTAA | DPROD97 | USER_1 | DEPLOYED_AVAILABLE | MF_3 | StreamDef72 | TRUE | TRUE | GEO_WHOI2 | SUBMERGED | M_MANAGER,O_OWNERREP | OPTAA status from ID19 | OPTAA status data from device | N/A | N/A | textTable |  |  |  | Public |  |  | optaa_status
OPTAA | DPROD96_RAW | USER_1 | DEPLOYED_AVAILABLE | MF_3 | StreamDef23 | TRUE | TRUE | GEO_WHOI2 | SUBMERGED | M_MANAGER,O_OWNERREP | OPTAA raw from device ID19 | Raw OPTAA Stream from device | Raw | N/A | textTable |  |  |  | Public |  |  | raw
OPTAA | DPROD98 | USER_1 | DEPLOYED_AVAILABLE | MF_3 | StreamDef156 | FALSE | FALSE | GEO_WHOI2 | SUBMERGED | M_MANAGER,O_OWNERREP | OPTAA L0 Data product | OPTTEMP_L0,OPTCREF_L0,OPTAREF_L0,OPTCSIG_L0,OPTASIG_L0 | L0 | a | textTable |  |  |  | Public |  |  | optaa_sample | DPROD96
OPTAA-X | DPROD99 | USER_1 | DEPLOYED_AVAILABLE | MF_3 | StreamDef157 | FALSE | FALSE | GEO_WHOI2 | SUBMERGED | M_MANAGER,O_OWNERREP | OPTAA L2 Data product | OPTATTN_L2, OPTABSN_L2 | L2 | b | textTable |  |  |  | Public |  |  | optaa_sample | DPROD96
CTDPF | DPROD100 | USER_1 | DEPLOYED_AVAILABLE | MF_3 | StreamDef140 | TRUE | TRUE | GEO_WHOI2 | SUBMERGED | M_MANAGER,O_OWNERREP | CTDPF parsed sample from dataset agent | CTD Stream from seabird 52 instrument from Station Papa | Parsed | a | textTable |  |  |  | Public |  |  | ctdpf_parsed
CTDPF | DPROD101 | USER_1 | DEPLOYED_AVAILABLE | MF_3 | StreamDef143 | FALSE | FALSE | GEO_WHOI2 | SUBMERGED | M_MANAGER,O_OWNERREP | CTDPF L1 (CONDWAT, TEMPWAT, PRESWAT) | OOI Core L1 Data Product from the CTDPF for CONDWAT, TEMPWAT, & PRESWAT | L1 | b | textTable |  |  |  | Public |  |  | ctdpf_parsed | DPROD100
EXAMPLE1 | DPROD102 |  | DEPLOYED_AVAILABLE |  | StreamDef141 | TRUE | TRUE | GEO2 | SUBMERGED |  | Example SBE16 Data Product | SBE16 Parsed Data Product provided for example use in Confluence Documentation | Parsed | [8 empty] | sbe16_parsed
BETAX | DPROD103 | USER_1 | DEPLOYED_AVAILABLE | MF_3 | SD_PLATFORM1 | TRUE | TRUE | GEO2 | SUBMERGED | M_MANAGER,O_OWNERREP | Glider Platform Engineering Data | Glider Platform Engineering Data | N/A | N/A | textTable |  |  |  | Public |  |  | platform_eng_parsed
EXAMPLE2 | DPROD104 |  | DEPLOYED_AVAILABLE |  | StreamDef142 | TRUE | TRUE | GEO2 | SUBMERGED |  | Example VEL3D Data Product | VEL3D Parsed Data Product provided for example use in Confluence Documentation | Parsed | [8 empty] | vel3d_parsed_sample
VEL3D_C | DPROD105_RAW | USER_1 | DEPLOYED_AVAILABLE | MF_3 | StreamDef23 | TRUE | TRUE | GEO_UW | SUBMERGED | M_MANAGER,O_OWNERREP | VEL3D-C,D RAW from device ID21 | Raw VEL3D-C,D Stream from device | Raw | N/A | textTable |  |  |  | Public |  |  | raw
VEL3D_C | DPROD105 | USER_1 | DEPLOYED_AVAILABLE | MF_3 | StreamDef68 | TRUE | TRUE | GEO_UW | SUBMERGED | M_MANAGER,O_OWNERREP | VEL3D-C,D Hardware Configuration | VEL3D-C,D Hardware Configuration data from device | N/A | N/A | textTable |  |  |  | Public |  |  | vel3d_cd_hardware_configuration
VEL3D_C | DPROD106 | USER_1 | DEPLOYED_AVAILABLE | MF_3 | StreamDef69 | TRUE | TRUE | GEO_UW | SUBMERGED | M_MANAGER,O_OWNERREP | VEL3D-C,D Head Configuration | VEL3D-C,D Head Configuration data from device | N/A | N/A | textTable |  |  |  | Public |  |  | vel3d_cd_head_configuration
VEL3D_C | DPROD107 | USER_1 | DEPLOYED_AVAILABLE | MF_3 | StreamDef70 | TRUE | TRUE | GEO_UW | SUBMERGED | M_MANAGER,O_OWNERREP | VEL3D-C,D User Configuration | VEL3D-C,D User Configuration data from device | N/A | N/A | textTable |  |  |  | Public |  |  | vel3d_cd_user_configuration
VEL3D_C | DPROD108 | USER_1 | DEPLOYED_AVAILABLE | MF_3 | StreamDef78 | TRUE | TRUE | GEO_UW | SUBMERGED | M_MANAGER,O_OWNERREP | VEL3D-C,D Data Header | VEL3D-C,D Data Header data from device | N/A | N/A | textTable |  |  |  | Public |  |  | vel3d_cd_data_header
VEL3D_C | DPROD109 | USER_1 | DEPLOYED_AVAILABLE | MF_3 | StreamDef79 | TRUE | TRUE | GEO_UW | SUBMERGED | M_MANAGER,O_OWNERREP | VEL3D-C,D Velocity Data | VEL3D-C,D Velocity Data from device | Parsed | a | textTable |  |  |  | Public |  |  | vel3d_cd_velocity_data
VEL3D_C | DPROD110 | USER_1 | DEPLOYED_AVAILABLE | MF_3 | StreamDef80 | TRUE | TRUE | GEO_UW | SUBMERGED | M_MANAGER,O_OWNERREP | VEL3D-C,D System Data | VEL3D-C,D System Data from device | N/A | N/A | textTable |  |  |  | Public |  |  | vel3d_cd_system_data
VEL3D_C | DPROD111 | USER_1 | DEPLOYED_AVAILABLE | MF_3 | StreamDef81 | TRUE | TRUE | GEO_UW | SUBMERGED | M_MANAGER,O_OWNERREP | VEL3D-C,D Clock Data | VEL3D-C,D Clock Data from device | N/A | N/A | textTable |  |  |  | Public |  |  | vel3d_cd_clock_data
VEL3D_C | DPROD112 | USER_1 | DEPLOYED_AVAILABLE | MF_3 | StreamDef82 | TRUE | TRUE | GEO_UW | SUBMERGED | M_MANAGER,O_OWNERREP | VEL3D-C,D Battery Voltage | VEL3D-C,D Battery Voltage data from device | N/A | N/A | textTable |  |  |  | Public |  |  | vel3d_cd_battery_voltage
VEL3D_C | DPROD113 | USER_1 | DEPLOYED_AVAILABLE | MF_3 | StreamDef83 | TRUE | TRUE | GEO_UW | SUBMERGED | M_MANAGER,O_OWNERREP | VEL3D-C,D Identification String | VEL3D-C,D Identification String data from device | N/A | N/A | textTable |  |  |  | Public |  |  | vel3d_cd_identification_string
VEL3D_C | DPROD114 | USER_1 | DEPLOYED_AVAILABLE | MF_3 | StreamDef144 | FALSE | FALSE | GEO_UW | SUBMERGED | M_MANAGER,O_OWNERREP | VEL3D-C,D VELPTTU_L0 | OOI Core Data product from the VEL3D-C,D for L0 VELPTTU_L0 | L0 | a | textTable |  |  |  | Public |  |  | vel3d_cd_velocity_data | DPROD109
VEL3D_C | DPROD115 | USER_1 | DEPLOYED_AVAILABLE | MF_3 | StreamDef145 | FALSE | FALSE | GEO_UW | SUBMERGED | M_MANAGER,O_OWNERREP | VEL3D-C,D VELPTTU_L1 | OOI Core Data product from the VEL3D-C,D for L0 VELPTTU_L1 | L1 | b | textTable |  |  |  | Public |  |  | vel3d_cd_velocity_data | DPROD109
CTDGV | DPROD118 | USER_1 | DEPLOYED_AVAILABLE | MF_3 | StreamDef146 | TRUE | TRUE | STATION_PAPA_GLIDER | SUBMERGED | M_MANAGER,O_OWNERREP | CTDGV-M parsed sample - Glider01 | CTD Stream from seabird Glider01 Payload CTD instrument from Station Papa | Parsed | a | textTable |  |  |  | Public |  |  | ggldr_ctdgv_delayed
DOSTA | DPROD119 | USER_1 | DEPLOYED_AVAILABLE | MF_3 | StreamDef147 | TRUE | TRUE | STATION_PAPA_GLIDER | SUBMERGED | M_MANAGER,O_OWNERREP | DOSTA-M parsed sample - Glider01 | DOSTA Stream from glider01 deployed Aanderaa Optode 4831 instrument from Station Papa | Parsed | a | textTable |  |  |  | Public |  |  | ggldr_dosta_delayed
GENG | DPROD120 | USER_1 | DEPLOYED_AVAILABLE | MF_3 | StreamDef148 | TRUE | TRUE | STATION_PAPA_GLIDER | SUBMERGED | M_MANAGER,O_OWNERREP | Global glider engineering data - Glider01 | Global glider01 engineering data from Station Papa | N/A | N/A | textTable |  |  |  | Public |  |  | ggldr_eng_delayed
FLORD | DPROD121 | USER_1 | DEPLOYED_AVAILABLE | MF_3 | StreamDef149 | TRUE | TRUE | STATION_PAPA_GLIDER | SUBMERGED | M_MANAGER,O_OWNERREP | FLORD-M parsed sample - Glider01 | FLORD Stream from glider01 deployed WET Labs ECO Puck FLBB-SLC instrument from Station Papa | Parsed | a | textTable |  |  |  | Public |  |  | ggldr_flord_delayed
CTDGV | DPROD122 | USER_1 | DEPLOYED_AVAILABLE | MF_3 | StreamDef158 | FALSE | FALSE | STATION_PAPA_GLIDER | SUBMERGED | M_MANAGER,O_OWNERREP | CTDGV-M 01 L1 (CONDWAT, TEMPWAT, PRESWAT) | CTD L1 Data from seabird Glider01 Payload CTD instrument from Station Papa | L1 | b | textTable |  |  |  | Public |  |  | ggldr_ctdgv_delayed | DPROD118
DOSTA | DPROD123 | USER_1 | DEPLOYED_AVAILABLE | MF_3 | StreamDef159 | FALSE | FALSE | STATION_PAPA_GLIDER | SUBMERGED | M_MANAGER,O_OWNERREP | DOSTA-M 01 L1 (DOCONCS) | DOSTA L1 Data from Glider01 deployed Aanderaa Optode 4831 instrument from Station Papa | L1 | b | textTable |  |  |  | Public |  |  | ggldr_dosta_delayed | DPROD119
FLORD | DPROD124 | USER_1 | DEPLOYED_AVAILABLE | MF_3 | StreamDef160 | FALSE | FALSE | STATION_PAPA_GLIDER | SUBMERGED | M_MANAGER,O_OWNERREP | FLORD-M 01 L1 (FLUBSCT, CHLAFLO) | FLORD L1 Data from Glider01 deployed WET Labs ECO Puck FLBB-SLC instrument from Station Papa | L1 | b | textTable |  |  |  | Public |  |  | ggldr_flord_delayed | DPROD121
CTDGV | DPROD125 | USER_1 | DEPLOYED_AVAILABLE | MF_3 | StreamDef146 | TRUE | TRUE | STATION_PAPA_GLIDER | SUBMERGED | M_MANAGER,O_OWNERREP | CTDGV-M parsed sample - Glider02 | CTD Stream from seabird Glider02 Payload CTD instrument from Station Papa | Parsed | a | textTable |  |  |  | Public |  |  | ggldr_ctdgv_delayed
DOSTA | DPROD126 | USER_1 | DEPLOYED_AVAILABLE | MF_3 | StreamDef147 | TRUE | TRUE | STATION_PAPA_GLIDER | SUBMERGED | M_MANAGER,O_OWNERREP | DOSTA-M parsed sample - Glider02 | DOSTA Stream from glider02 deployed Aanderaa Optode 4831 instrument from Station Papa | Parsed | a | textTable |  |  |  | Public |  |  | ggldr_dosta_delayed
GENG | DPROD127 | USER_1 | DEPLOYED_AVAILABLE | MF_3 | StreamDef148 | TRUE | TRUE | STATION_PAPA_GLIDER | SUBMERGED | M_MANAGER,O_OWNERREP | Global glider engineering data - Glider02 | Global glider02 engineering data from Station Papa | N/A | N/A | textTable |  |  |  | Public |  |  | ggldr_eng_delayed
FLORD | DPROD128 | USER_1 | DEPLOYED_AVAILABLE | MF_3 | StreamDef149 | TRUE | TRUE | STATION_PAPA_GLIDER | SUBMERGED | M_MANAGER,O_OWNERREP | FLORD-M parsed sample - Glider02 | FLORD Stream from glider02 deployed WET Labs ECO Puck FLBB-SLC instrument from Station Papa | Parsed | a | textTable |  |  |  | Public |  |  | ggldr_flord_delayed
CTDGV | DPROD129 | USER_1 | DEPLOYED_AVAILABLE | MF_3 | StreamDef158 | FALSE | FALSE | STATION_PAPA_GLIDER | SUBMERGED | M_MANAGER,O_OWNERREP | CTDGV-M 02 L1 (CONDWAT, TEMPWAT, PRESWAT) | CTD L1 Data from seabird Glider02 Payload CTD instrument from Station Papa | L1 | b | textTable |  |  |  | Public |  |  | ggldr_ctdgv_delayed | DPROD125
DOSTA | DPROD130 | USER_1 | DEPLOYED_AVAILABLE | MF_3 | StreamDef159 | FALSE | FALSE | STATION_PAPA_GLIDER | SUBMERGED | M_MANAGER,O_OWNERREP | DOSTA-M 02 L1 (DOCONCS) | DOSTA L1 Data from Glider02 deployed Aanderaa Optode 4831 instrument from Station Papa | L1 | b | textTable |  |  |  | Public |  |  | ggldr_dosta_delayed | DPROD126
FLORD | DPROD131 | USER_1 | DEPLOYED_AVAILABLE | MF_3 | StreamDef160 | FALSE | FALSE | STATION_PAPA_GLIDER | SUBMERGED | M_MANAGER,O_OWNERREP | FLORD-M 02 L1 (FLUBSCT, CHLAFLO) | FLORD L1 Data from Glider02 deployed WET Labs ECO Puck FLBB-SLC instrument from Station Papa | L1 | b | textTable |  |  |  | Public |  |  | ggldr_flord_delayed | DPROD128
CTDGV | DPROD132 | USER_1 | DEPLOYED_AVAILABLE | MF_3 | StreamDef146 | TRUE | TRUE | STATION_PAPA_GLIDER | SUBMERGED | M_MANAGER,O_OWNERREP | CTDGV-M parsed sample - Glider03 | CTD Stream from seabird Glider03 Payload CTD instrument from Station Papa | Parsed | a | textTable |  |  |  | Public |  |  | ggldr_ctdgv_delayed
DOSTA | DPROD133 | USER_1 | DEPLOYED_AVAILABLE | MF_3 | StreamDef147 | TRUE | TRUE | STATION_PAPA_GLIDER | SUBMERGED | M_MANAGER,O_OWNERREP | DOSTA-M parsed sample - Glider03 | DOSTA Stream from glider03 deployed Aanderaa Optode 4831 instrument from Station Papa | Parsed | a | textTable |  |  |  | Public |  |  | ggldr_dosta_delayed
GENG | DPROD134 | USER_1 | DEPLOYED_AVAILABLE | MF_3 | StreamDef148 | TRUE | TRUE | STATION_PAPA_GLIDER | SUBMERGED | M_MANAGER,O_OWNERREP | Global glider engineering data - Glider03 | Global glider03 engineering data from Station Papa | N/A | N/A | textTable |  |  |  | Public |  |  | ggldr_eng_delayed
FLORD | DPROD135 | USER_1 | DEPLOYED_AVAILABLE | MF_3 | StreamDef149 | TRUE | TRUE | STATION_PAPA_GLIDER | SUBMERGED | M_MANAGER,O_OWNERREP | FLORD-M parsed sample - Glider03 | FLORD Stream from glider03 deployed WET Labs ECO Puck FLBB-SLC instrument from Station Papa | Parsed | a | textTable |  |  |  | Public |  |  | ggldr_flord_delayed
CTDGV | DPROD136 | USER_1 | DEPLOYED_AVAILABLE | MF_3 | StreamDef158 | FALSE | FALSE | STATION_PAPA_GLIDER | SUBMERGED | M_MANAGER,O_OWNERREP | CTDGV-M 03 L1 (CONDWAT, TEMPWAT, PRESWAT) | CTD L1 Data from seabird Glider03 Payload CTD instrument from Station Papa | L1 | b | textTable |  |  |  | Public |  |  | ggldr_ctdgv_delayed | DPROD132
DOSTA | DPROD137 | USER_1 | DEPLOYED_AVAILABLE | MF_3 | StreamDef159 | FALSE | FALSE | STATION_PAPA_GLIDER | SUBMERGED | M_MANAGER,O_OWNERREP | DOSTA-M 03 L1 (DOCONCS) | DOSTA L1 Data from Glider03 deployed Aanderaa Optode 4831 instrument from Station Papa | L1 | b | textTable |  |  |  | Public |  |  | ggldr_dosta_delayed | DPROD133
FLORD | DPROD138 | USER_1 | DEPLOYED_AVAILABLE | MF_3 | StreamDef160 | FALSE | FALSE | STATION_PAPA_GLIDER | SUBMERGED | M_MANAGER,O_OWNERREP | FLORD-M 03 L1 (FLUBSCT, CHLAFLO) | FLORD L1 Data from Glider03 deployed WET Labs ECO Puck FLBB-SLC instrument from Station Papa | L1 | b | textTable |  |  |  | Public |  |  | ggldr_flord_delayed | DPROD135
RSN_OMS | DPROD116_RAW | USER_1 | DEPLOYED_AVAILABLE | MF_3 | StreamDef23 | TRUE | TRUE | GEO_WHOI2 | SUBMERGED | M_MANAGER,O_OWNERREP | vel3d raw from device ID23 | Raw VEL3D Stream from RSN device | Raw | N/A | textTable |  |  |  | Public |  |  | raw
RSN_OMS | DPROD116 | USER_1 | DEPLOYED_AVAILABLE | MF_3 | StreamDef47 | TRUE | TRUE | GEO_WHOI2 | SUBMERGED | M_MANAGER,O_OWNERREP | vel3d sample from ID23 | VEL3D sample data from RSN device | Parsed | a | textTable |  |  |  | Public |  |  | vel3d_b_sample
RSN_OMS | DPROD117 | USER_1 | DEPLOYED_AVAILABLE | MF_3 | StreamDef48 | TRUE | TRUE | GEO_WHOI2 | SUBMERGED | M_MANAGER,O_OWNERREP | vel3d eng from ID23 | VEL3D engineering data from RSN device | N/A | N/A | textTable |  |  |  | Public |  |  | vel3d_b_engineering
RSN_OMS | DPROD139 | USER_1 | DEPLOYED_AVAILABLE | MF_3 | SD_PLATFORM1 | TRUE | TRUE | GEO1 | SUBMERGED | M_MANAGER,O_OWNERREP | RSN LP JBox Platform Engineering Data | RSN Platform Engineering Data from Beta Demonstration Platform | N/A | N/A | textTable |  |  |  | Public |  |  | platform_eng_parsed
SP_MFLM | DPROD140 | USER_1 | DEPLOYED_AVAILABLE | MF_3 | StreamDef161 | TRUE | TRUE | STATION_PAPA_MFLM_A | SUBMERGED | M_MANAGER,O_OWNERREP | SP MFLM A DOSTA parsed | DOSTA Stream from deployed Aanderaa Optode 4831 instrument from Station Papa MFLM A | Parsed_Canonical | a | textTable |  |  |  | Public |  |  | dostad_parsed
SP_MFLM | DPROD141 | USER_1 | DEPLOYED_AVAILABLE | MF_3 | StreamDef162 | TRUE | TRUE | STATION_PAPA_MFLM_A | SUBMERGED | M_MANAGER,O_OWNERREP | SP MFLM A FLORT parsed | FLORD Stream from deployed WET Labs ECO Triplet instrument from Station Papa MFLM A | Parsed_Canonical | a | textTable |  |  |  | Public |  |  | flortd_parsed
SP_MFLM | DPROD142 | USER_1 | DEPLOYED_AVAILABLE | MF_3 | StreamDef163 | TRUE | TRUE | STATION_PAPA_MFLM_A | SUBMERGED | M_MANAGER,O_OWNERREP | SP MFLM A CTDMO parsed - 01 | CTD Stream from seabird 37IM CTD instrument from Station Papa MFLM A | Parsed_Canonical | a | textTable |  |  |  | Public |  |  | ctdmo_parsed
SP_MFLM | DPROD143 | USER_1 | DEPLOYED_AVAILABLE | MF_3 | StreamDef163 | TRUE | TRUE | STATION_PAPA_MFLM_A | SUBMERGED | M_MANAGER,O_OWNERREP | SP MFLM A CTDMO parsed - 02 | CTD Stream from seabird 37IM CTD instrument from Station Papa MFLM A | Parsed_Canonical | a | textTable |  |  |  | Public |  |  | ctdmo_parsed
SP_MFLM | DPROD144 | USER_1 | DEPLOYED_AVAILABLE | MF_3 | StreamDef163 | TRUE | TRUE | STATION_PAPA_MFLM_A | SUBMERGED | M_MANAGER,O_OWNERREP | SP MFLM A CTDMO parsed - 03 | CTD Stream from seabird 37IM CTD instrument from Station Papa MFLM A | Parsed_Canonical | a | textTable |  |  |  | Public |  |  | ctdmo_parsed
SP_MFLM | DPROD145 | USER_1 | DEPLOYED_AVAILABLE | MF_3 | StreamDef163 | TRUE | TRUE | STATION_PAPA_MFLM_A | SUBMERGED | M_MANAGER,O_OWNERREP | SP MFLM A CTDMO parsed - 04 | CTD Stream from seabird 37IM CTD instrument from Station Papa MFLM A | Parsed_Canonical | a | textTable |  |  |  | Public |  |  | ctdmo_parsed
SP_MFLM | DPROD146 | USER_1 | DEPLOYED_AVAILABLE | MF_3 | StreamDef163 | TRUE | TRUE | STATION_PAPA_MFLM_A | SUBMERGED | M_MANAGER,O_OWNERREP | SP MFLM A CTDMO parsed - 05 | CTD Stream from seabird 37IM CTD instrument from Station Papa MFLM A | Parsed_Canonical | a | textTable |  |  |  | Public |  |  | ctdmo_parsed
SP_MFLM | DPROD147 | USER_1 | DEPLOYED_AVAILABLE | MF_3 | StreamDef163 | TRUE | TRUE | STATION_PAPA_MFLM_A | SUBMERGED | M_MANAGER,O_OWNERREP | SP MFLM A CTDMO parsed - 06 | CTD Stream from seabird 37IM CTD instrument from Station Papa MFLM A | Parsed_Canonical | a | textTable |  |  |  | Public |  |  | ctdmo_parsed
SP_MFLM | DPROD148 | USER_1 | DEPLOYED_AVAILABLE | MF_3 | StreamDef163 | TRUE | TRUE | STATION_PAPA_MFLM_A | SUBMERGED | M_MANAGER,O_OWNERREP | SP MFLM A CTDMO parsed - 07 | CTD Stream from seabird 37IM CTD instrument from Station Papa MFLM A | Parsed_Canonical | a | textTable |  |  |  | Public |  |  | ctdmo_parsed
SP_MFLM | DPROD149 | USER_1 | DEPLOYED_AVAILABLE | MF_3 | StreamDef163 | TRUE | TRUE | STATION_PAPA_MFLM_A | SUBMERGED | M_MANAGER,O_OWNERREP | SP MFLM A CTDMO parsed - 08 | CTD Stream from seabird 37IM CTD instrument from Station Papa MFLM A | Parsed_Canonical | a | textTable |  |  |  | Public |  |  | ctdmo_parsed
SP_MFLM | DPROD150 | USER_1 | DEPLOYED_AVAILABLE | MF_3 | StreamDef163 | TRUE | TRUE | STATION_PAPA_MFLM_A | SUBMERGED | M_MANAGER,O_OWNERREP | SP MFLM A CTDMO parsed - 09 | CTD Stream from seabird 37IM CTD instrument from Station Papa MFLM A | Parsed_Canonical | a | textTable |  |  |  | Public |  |  | ctdmo_parsed
SP_MFLM | DPROD151 | USER_1 | DEPLOYED_AVAILABLE | MF_3 | StreamDef163 | TRUE | TRUE | STATION_PAPA_MFLM_A | SUBMERGED | M_MANAGER,O_OWNERREP | SP MFLM A CTDMO parsed - 10 | CTD Stream from seabird 37IM CTD instrument from Station Papa MFLM A | Parsed_Canonical | a | textTable |  |  |  | Public |  |  | ctdmo_parsed
SP_MFLM | DPROD153 | USER_1 | DEPLOYED_AVAILABLE | MF_3 | StreamDef163 | TRUE | TRUE | STATION_PAPA_MFLM_A | SUBMERGED | M_MANAGER,O_OWNERREP | SP MFLM A CTDMO parsed - 11 | CTD Stream from seabird 37IM CTD instrument from Station Papa MFLM A | Parsed_Canonical | a | textTable |  |  |  | Public |  |  | ctdmo_parsed
SP_MFLM | DPROD154 | USER_1 | DEPLOYED_AVAILABLE | MF_3 | StreamDef163 | TRUE | TRUE | STATION_PAPA_MFLM_A | SUBMERGED | M_MANAGER,O_OWNERREP | SP MFLM A CTDMO parsed - 12 | CTD Stream from seabird 37IM CTD instrument from Station Papa MFLM A | Parsed_Canonical | a | textTable |  |  |  | Public |  |  | ctdmo_parsed
SP_MFLM | DPROD155 | USER_1 | DEPLOYED_AVAILABLE | MF_3 | StreamDef164 | TRUE | TRUE | STATION_PAPA_MFLM_A | SUBMERGED | M_MANAGER,O_OWNERREP | SP MFLM A ADCPS parsed | ADCP Stream from Teledyne RDI WorkHorse LongRanger Sentinel 75khz instrument from Station Papa MFLM A | Parsed_Canonical | a | textTable |  |  |  | Public |  |  | adcps_parsed
SP_MFLM | DPROD156 | USER_1 | DEPLOYED_AVAILABLE | MF_3 | StreamDef165 | TRUE | TRUE | STATION_PAPA_MFLM_A | SUBMERGED | M_MANAGER,O_OWNERREP | SP MFLM A PHSEN parsed | PHSEN Stream from Sunburst SAMI-pH instrument from Station Papa MFLM A | Parsed_Canonical | a | textTable |  |  |  | Public |  |  | phsen_parsed
SP_MFLM | DPROD157 | USER_1 | DEPLOYED_AVAILABLE | MF_3 | StreamDef161 | TRUE | TRUE | STATION_PAPA_MFLM_B | SUBMERGED | M_MANAGER,O_OWNERREP | SP MFLM B DOSTA parsed | DOSTA Stream from deployed Aanderaa Optode 4831 instrument from Station Papa MFLM B | Parsed_Canonical | a | textTable |  |  |  | Public |  |  | dostad_parsed
SP_MFLM | DPROD158 | USER_1 | DEPLOYED_AVAILABLE | MF_3 | StreamDef162 | TRUE | TRUE | STATION_PAPA_MFLM_B | SUBMERGED | M_MANAGER,O_OWNERREP | SP MFLM B FLORT parsed | FLORD Stream from deployed WET Labs ECO Triplet instrument from Station Papa MFLM B | Parsed_Canonical | a | textTable |  |  |  | Public |  |  | flortd_parsed
SP_MFLM | DPROD159 | USER_1 | DEPLOYED_AVAILABLE | MF_3 | StreamDef163 | TRUE | TRUE | STATION_PAPA_MFLM_B | SUBMERGED | M_MANAGER,O_OWNERREP | SP MFLM B CTDMO parsed - 01 | CTD Stream from seabird 37IM CTD instrument from Station Papa MFLM B | Parsed_Canonical | a | textTable |  |  |  | Public |  |  | ctdmo_parsed
SP_MFLM | DPROD160 | USER_1 | DEPLOYED_AVAILABLE | MF_3 | StreamDef163 | TRUE | TRUE | STATION_PAPA_MFLM_B | SUBMERGED | M_MANAGER,O_OWNERREP | SP MFLM B CTDMO parsed - 02 | CTD Stream from seabird 37IM CTD instrument from Station Papa MFLM B | Parsed_Canonical | a | textTable |  |  |  | Public |  |  | ctdmo_parsed
SP_MFLM | DPROD161 | USER_1 | DEPLOYED_AVAILABLE | MF_3 | StreamDef163 | TRUE | TRUE | STATION_PAPA_MFLM_B | SUBMERGED | M_MANAGER,O_OWNERREP | SP MFLM B CTDMO parsed - 03 | CTD Stream from seabird 37IM CTD instrument from Station Papa MFLM B | Parsed_Canonical | a | textTable |  |  |  | Public |  |  | ctdmo_parsed
SP_MFLM | DPROD162 | USER_1 | DEPLOYED_AVAILABLE | MF_3 | StreamDef163 | TRUE | TRUE | STATION_PAPA_MFLM_B | SUBMERGED | M_MANAGER,O_OWNERREP | SP MFLM B CTDMO parsed - 04 | CTD Stream from seabird 37IM CTD instrument from Station Papa MFLM B | Parsed_Canonical | a | textTable |  |  |  | Public |  |  | ctdmo_parsed
SP_MFLM | DPROD163 | USER_1 | DEPLOYED_AVAILABLE | MF_3 | StreamDef163 | TRUE | TRUE | STATION_PAPA_MFLM_B | SUBMERGED | M_MANAGER,O_OWNERREP | SP MFLM B CTDMO parsed - 05 | CTD Stream from seabird 37IM CTD instrument from Station Papa MFLM B | Parsed_Canonical | a | textTable |  |  |  | Public |  |  | ctdmo_parsed
SP_MFLM | DPROD164 | USER_1 | DEPLOYED_AVAILABLE | MF_3 | StreamDef163 | TRUE | TRUE | STATION_PAPA_MFLM_B | SUBMERGED | M_MANAGER,O_OWNERREP | SP MFLM B CTDMO parsed - 06 | CTD Stream from seabird 37IM CTD instrument from Station Papa MFLM B | Parsed_Canonical | a | textTable |  |  |  | Public |  |  | ctdmo_parsed
SP_MFLM | DPROD165 | USER_1 | DEPLOYED_AVAILABLE | MF_3 | StreamDef163 | TRUE | TRUE | STATION_PAPA_MFLM_B | SUBMERGED | M_MANAGER,O_OWNERREP | SP MFLM B CTDMO parsed - 07 | CTD Stream from seabird 37IM CTD instrument from Station Papa MFLM B | Parsed_Canonical | a | textTable |  |  |  | Public |  |  | ctdmo_parsed
SP_MFLM | DPROD166 | USER_1 | DEPLOYED_AVAILABLE | MF_3 | StreamDef163 | TRUE | TRUE | STATION_PAPA_MFLM_B | SUBMERGED | M_MANAGER,O_OWNERREP | SP MFLM B CTDMO parsed - 08 | CTD Stream from seabird 37IM CTD instrument from Station Papa MFLM B | Parsed_Canonical | a | textTable |  |  |  | Public |  |  | ctdmo_parsed
SP_MFLM | DPROD167 | USER_1 | DEPLOYED_AVAILABLE | MF_3 | StreamDef163 | TRUE | TRUE | STATION_PAPA_MFLM_B | SUBMERGED | M_MANAGER,O_OWNERREP | SP MFLM B CTDMO parsed - 09 | CTD Stream from seabird 37IM CTD instrument from Station Papa MFLM B | Parsed_Canonical | a | textTable |  |  |  | Public |  |  | ctdmo_parsed
SP_MFLM | DPROD168 | USER_1 | DEPLOYED_AVAILABLE | MF_3 | StreamDef163 | TRUE | TRUE | STATION_PAPA_MFLM_B | SUBMERGED | M_MANAGER,O_OWNERREP | SP MFLM B CTDMO parsed - 10 | CTD Stream from seabird 37IM CTD instrument from Station Papa MFLM B | Parsed_Canonical | a | textTable |  |  |  | Public |  |  | ctdmo_parsed
SP_MFLM | DPROD169 | USER_1 | DEPLOYED_AVAILABLE | MF_3 | StreamDef163 | TRUE | TRUE | STATION_PAPA_MFLM_B | SUBMERGED | M_MANAGER,O_OWNERREP | SP MFLM B CTDMO parsed - 11 | CTD Stream from seabird 37IM CTD instrument from Station Papa MFLM B | Parsed_Canonical | a | textTable |  |  |  | Public |  |  | ctdmo_parsed
SP_MFLM | DPROD170 | USER_1 | DEPLOYED_AVAILABLE | MF_3 | StreamDef163 | TRUE | TRUE | STATION_PAPA_MFLM_B | SUBMERGED | M_MANAGER,O_OWNERREP | SP MFLM B CTDMO parsed - 12 | CTD Stream from seabird 37IM CTD instrument from Station Papa MFLM B | Parsed_Canonical | a | textTable |  |  |  | Public |  |  | ctdmo_parsed
SP_MFLM | DPROD171 | USER_1 | DEPLOYED_AVAILABLE | MF_3 | StreamDef164 | TRUE | TRUE | STATION_PAPA_MFLM_B | SUBMERGED | M_MANAGER,O_OWNERREP | SP MFLM B ADCPS parsed | ADCP Stream from Teledyne RDI WorkHorse LongRanger Sentinel 75khz instrument from Station Papa MFLM B | Parsed_Canonical | a | textTable |  |  |  | Public |  |  | adcps_parsed
SP_MFLM | DPROD172 | USER_1 | DEPLOYED_AVAILABLE | MF_3 | StreamDef165 | TRUE | TRUE | STATION_PAPA_MFLM_B | SUBMERGED | M_MANAGER,O_OWNERREP | SP MFLM B PHSEN parsed | PHSEN Stream from Sunburst SAMI-pH instrument from Station Papa MFLM B | Parsed_Canonical | a | textTable |  |  |  | Public |  |  | phsen_parsed
SP_MFLM | DPROD173 | USER_1 | DEPLOYED_AVAILABLE | MF_3 | StreamDef166 | FALSE | FALSE | STATION_PAPA_MFLM_A | SUBMERGED | M_MANAGER,O_OWNERREP | SP MFLM A DOSTA L0 (DOCONCS_L0) | DOSTA Stream from deployed Aanderaa Optode 4831 instrument from Station Papa MFLM A | L0 | b | textTable |  |  |  | Public |  |  | dostad_parsed | DPROD140
SP_MFLM | DPROD174 | USER_1 | DEPLOYED_AVAILABLE | MF_3 | StreamDef167 | FALSE | FALSE | STATION_PAPA_MFLM_A | SUBMERGED | M_MANAGER,O_OWNERREP | SP MFLM A FLORT L0 (FLUBSCT_L0, CHLAFLO_L0, CDOMFLO_L0) | FLORD Stream from deployed WET Labs ECO Triplet instrument from Station Papa MFLM A | L0 | b | textTable |  |  |  | Public |  |  | flortd_parsed | DPROD141
SP_MFLM | DPROD175 | USER_1 | DEPLOYED_AVAILABLE | MF_3 | StreamDef168 | FALSE | FALSE | STATION_PAPA_MFLM_A | SUBMERGED | M_MANAGER,O_OWNERREP | SP MFLM A CTDMO L1 - 01 (TEMPWAT_L1, CONDWAT_L1, PRESWAT_L1) | CTD Stream from seabird 37IM CTD instrument from Station Papa MFLM A | L1 | b | textTable |  |  |  | Public |  |  | ctdmo_parsed | DPROD142
SP_MFLM | DPROD176 | USER_1 | DEPLOYED_AVAILABLE | MF_3 | StreamDef168 | FALSE | FALSE | STATION_PAPA_MFLM_A | SUBMERGED | M_MANAGER,O_OWNERREP | SP MFLM A CTDMO L1 - 02 (TEMPWAT_L1, CONDWAT_L1, PRESWAT_L1) | CTD Stream from seabird 37IM CTD instrument from Station Papa MFLM A | L1 | b | textTable |  |  |  | Public |  |  | ctdmo_parsed | DPROD143
SP_MFLM | DPROD177 | USER_1 | DEPLOYED_AVAILABLE | MF_3 | StreamDef168 | FALSE | FALSE | STATION_PAPA_MFLM_A | SUBMERGED | M_MANAGER,O_OWNERREP | SP MFLM A CTDMO L1 - 03 (TEMPWAT_L1, CONDWAT_L1, PRESWAT_L1) | CTD Stream from seabird 37IM CTD instrument from Station Papa MFLM A | L1 | b | textTable |  |  |  | Public |  |  | ctdmo_parsed | DPROD144
SP_MFLM | DPROD178 | USER_1 | DEPLOYED_AVAILABLE | MF_3 | StreamDef168 | FALSE | FALSE | STATION_PAPA_MFLM_A | SUBMERGED | M_MANAGER,O_OWNERREP | SP MFLM A CTDMO L1 - 04 (TEMPWAT_L1, CONDWAT_L1, PRESWAT_L1) | CTD Stream from seabird 37IM CTD instrument from Station Papa MFLM A | L1 | b | textTable |  |  |  | Public |  |  | ctdmo_parsed | DPROD145
SP_MFLM | DPROD179 | USER_1 | DEPLOYED_AVAILABLE | MF_3 | StreamDef168 | FALSE | FALSE | STATION_PAPA_MFLM_A | SUBMERGED | M_MANAGER,O_OWNERREP | SP MFLM A CTDMO L1 - 05 (TEMPWAT_L1, CONDWAT_L1, PRESWAT_L1) | CTD Stream from seabird 37IM CTD instrument from Station Papa MFLM A | L1 | b | textTable |  |  |  | Public |  |  | ctdmo_parsed | DPROD146
SP_MFLM | DPROD180 | USER_1 | DEPLOYED_AVAILABLE | MF_3 | StreamDef168 | FALSE | FALSE | STATION_PAPA_MFLM_A | SUBMERGED | M_MANAGER,O_OWNERREP | SP MFLM A CTDMO L1 - 06 (TEMPWAT_L1, CONDWAT_L1, PRESWAT_L1) | CTD Stream from seabird 37IM CTD instrument from Station Papa MFLM A | L1 | b | textTable |  |  |  | Public |  |  | ctdmo_parsed | DPROD147
SP_MFLM | DPROD181 | USER_1 | DEPLOYED_AVAILABLE | MF_3 | StreamDef168 | FALSE | FALSE | STATION_PAPA_MFLM_A | SUBMERGED | M_MANAGER,O_OWNERREP | SP MFLM A CTDMO L1 - 07 (TEMPWAT_L1, CONDWAT_L1, PRESWAT_L1) | CTD Stream from seabird 37IM CTD instrument from Station Papa MFLM A | L1 | b | textTable |  |  |  | Public |  |  | ctdmo_parsed | DPROD148
SP_MFLM | DPROD182 | USER_1 | DEPLOYED_AVAILABLE | MF_3 | StreamDef168 | FALSE | FALSE | STATION_PAPA_MFLM_A | SUBMERGED | M_MANAGER,O_OWNERREP | SP MFLM A CTDMO L1 - 08 (TEMPWAT_L1, CONDWAT_L1, PRESWAT_L1) | CTD Stream from seabird 37IM CTD instrument from Station Papa MFLM A | L1 | b | textTable |  |  |  | Public |  |  | ctdmo_parsed | DPROD149
SP_MFLM | DPROD183 | USER_1 | DEPLOYED_AVAILABLE | MF_3 | StreamDef168 | FALSE | FALSE | STATION_PAPA_MFLM_A | SUBMERGED | M_MANAGER,O_OWNERREP | SP MFLM A CTDMO L1 - 09 (TEMPWAT_L1, CONDWAT_L1, PRESWAT_L1) | CTD Stream from seabird 37IM CTD instrument from Station Papa MFLM A | L1 | b | textTable |  |  |  | Public |  |  | ctdmo_parsed | DPROD150
SP_MFLM | DPROD184 | USER_1 | DEPLOYED_AVAILABLE | MF_3 | StreamDef168 | FALSE | FALSE | STATION_PAPA_MFLM_A | SUBMERGED | M_MANAGER,O_OWNERREP | SP MFLM A CTDMO L1 - 10 (TEMPWAT_L1, CONDWAT_L1, PRESWAT_L1) | CTD Stream from seabird 37IM CTD instrument from Station Papa MFLM A | L1 | b | textTable |  |  |  | Public |  |  | ctdmo_parsed | DPROD151
SP_MFLM | DPROD185 | USER_1 | DEPLOYED_AVAILABLE | MF_3 | StreamDef168 | FALSE | FALSE | STATION_PAPA_MFLM_A | SUBMERGED | M_MANAGER,O_OWNERREP | SP MFLM A CTDMO L1 - 11 (TEMPWAT_L1, CONDWAT_L1, PRESWAT_L1) | CTD Stream from seabird 37IM CTD instrument from Station Papa MFLM A | L1 | b | textTable |  |  |  | Public |  |  | ctdmo_parsed | DPROD153
SP_MFLM | DPROD186 | USER_1 | DEPLOYED_AVAILABLE | MF_3 | StreamDef168 | FALSE | FALSE | STATION_PAPA_MFLM_A | SUBMERGED | M_MANAGER,O_OWNERREP | SP MFLM A CTDMO L1 - 12 (TEMPWAT_L1, CONDWAT_L1, PRESWAT_L1) | CTD Stream from seabird 37IM CTD instrument from Station Papa MFLM A | L1 | b | textTable |  |  |  | Public |  |  | ctdmo_parsed | DPROD154
SP_MFLM | DPROD187 | USER_1 | DEPLOYED_AVAILABLE | MF_3 | StreamDef169 | FALSE | FALSE | STATION_PAPA_MFLM_A | SUBMERGED | M_MANAGER,O_OWNERREP | SP MFLM A ADCPS L0 (VELPROF-VLE_L0, VELPROF-VLN_L0, VELPROF-VLU_L0, VELPROF-EVL_L0) | ADCP Stream from Teledyne RDI WorkHorse LongRanger Sentinel 75khz instrument from Station Papa MFLM A | L0 | b | textTable |  |  |  | Public |  |  | adcps_parsed | DPROD155
SP_MFLM | DPROD188 | USER_1 | DEPLOYED_AVAILABLE | MF_3 | StreamDef170 | FALSE | FALSE | STATION_PAPA_MFLM_A | SUBMERGED | M_MANAGER,O_OWNERREP | SP MFLM A PHSEN L0 (ABSTHRM_L0) | PHSEN Stream from Sunburst SAMI-pH instrument from Station Papa MFLM A | L0 | b | textTable |  |  |  | Public |  |  | phsen_parsed | DPROD156
SP_MFLM | DPROD189 | USER_1 | DEPLOYED_AVAILABLE | MF_3 | StreamDef166 | FALSE | FALSE | STATION_PAPA_MFLM_B | SUBMERGED | M_MANAGER,O_OWNERREP | SP MFLM B DOSTA L0 (DOCONCS_L0) | DOSTA Stream from deployed Aanderaa Optode 4831 instrument from Station Papa MFLM B | L0 | b | textTable |  |  |  | Public |  |  | dostad_parsed | DPROD157
SP_MFLM | DPROD190 | USER_1 | DEPLOYED_AVAILABLE | MF_3 | StreamDef167 | FALSE | FALSE | STATION_PAPA_MFLM_B | SUBMERGED | M_MANAGER,O_OWNERREP | SP MFLM B FLORT L0 (FLUBSCT_L0, CHLAFLO_L0, CDOMFLO_L0) | FLORD Stream from deployed WET Labs ECO Triplet instrument from Station Papa MFLM B | L0 | b | textTable |  |  |  | Public |  |  | flortd_parsed | DPROD158
SP_MFLM | DPROD191 | USER_1 | DEPLOYED_AVAILABLE | MF_3 | StreamDef168 | FALSE | FALSE | STATION_PAPA_MFLM_B | SUBMERGED | M_MANAGER,O_OWNERREP | SP MFLM B CTDMO L1 - 01 (TEMPWAT_L1, CONDWAT_L1, PRESWAT_L1) | CTD Stream from seabird 37IM CTD instrument from Station Papa MFLM B | L1 | b | textTable |  |  |  | Public |  |  | ctdmo_parsed | DPROD159
SP_MFLM | DPROD192 | USER_1 | DEPLOYED_AVAILABLE | MF_3 | StreamDef168 | FALSE | FALSE | STATION_PAPA_MFLM_B | SUBMERGED | M_MANAGER,O_OWNERREP | SP MFLM B CTDMO L1 - 02 (TEMPWAT_L1, CONDWAT_L1, PRESWAT_L1) | CTD Stream from seabird 37IM CTD instrument from Station Papa MFLM B | L1 | b | textTable |  |  |  | Public |  |  | ctdmo_parsed | DPROD160
SP_MFLM | DPROD193 | USER_1 | DEPLOYED_AVAILABLE | MF_3 | StreamDef168 | FALSE | FALSE | STATION_PAPA_MFLM_B | SUBMERGED | M_MANAGER,O_OWNERREP | SP MFLM B CTDMO L1 - 03 (TEMPWAT_L1, CONDWAT_L1, PRESWAT_L1) | CTD Stream from seabird 37IM CTD instrument from Station Papa MFLM B | L1 | b | textTable |  |  |  | Public |  |  | ctdmo_parsed | DPROD161
SP_MFLM | DPROD194 | USER_1 | DEPLOYED_AVAILABLE | MF_3 | StreamDef168 | FALSE | FALSE | STATION_PAPA_MFLM_B | SUBMERGED | M_MANAGER,O_OWNERREP | SP MFLM B CTDMO L1 - 04 (TEMPWAT_L1, CONDWAT_L1, PRESWAT_L1) | CTD Stream from seabird 37IM CTD instrument from Station Papa MFLM B | L1 | b | textTable |  |  |  | Public |  |  | ctdmo_parsed | DPROD162
SP_MFLM | DPROD195 | USER_1 | DEPLOYED_AVAILABLE | MF_3 | StreamDef168 | FALSE | FALSE | STATION_PAPA_MFLM_B | SUBMERGED | M_MANAGER,O_OWNERREP | SP MFLM B CTDMO L1 - 05 (TEMPWAT_L1, CONDWAT_L1, PRESWAT_L1) | CTD Stream from seabird 37IM CTD instrument from Station Papa MFLM B | L1 | b | textTable |  |  |  | Public |  |  | ctdmo_parsed | DPROD163
SP_MFLM | DPROD196 | USER_1 | DEPLOYED_AVAILABLE | MF_3 | StreamDef168 | FALSE | FALSE | STATION_PAPA_MFLM_B | SUBMERGED | M_MANAGER,O_OWNERREP | SP MFLM B CTDMO L1 - 06 (TEMPWAT_L1, CONDWAT_L1, PRESWAT_L1) | CTD Stream from seabird 37IM CTD instrument from Station Papa MFLM B | L1 | b | textTable |  |  |  | Public |  |  | ctdmo_parsed | DPROD164
SP_MFLM | DPROD197 | USER_1 | DEPLOYED_AVAILABLE | MF_3 | StreamDef168 | FALSE | FALSE | STATION_PAPA_MFLM_B | SUBMERGED | M_MANAGER,O_OWNERREP | SP MFLM B CTDMO L1 - 07 (TEMPWAT_L1, CONDWAT_L1, PRESWAT_L1) | CTD Stream from seabird 37IM CTD instrument from Station Papa MFLM B | L1 | b | textTable |  |  |  | Public |  |  | ctdmo_parsed | DPROD165
SP_MFLM | DPROD198 | USER_1 | DEPLOYED_AVAILABLE | MF_3 | StreamDef168 | FALSE | FALSE | STATION_PAPA_MFLM_B | SUBMERGED | M_MANAGER,O_OWNERREP | SP MFLM B CTDMO L1 - 08 (TEMPWAT_L1, CONDWAT_L1, PRESWAT_L1) | CTD Stream from seabird 37IM CTD instrument from Station Papa MFLM B | L1 | b | textTable |  |  |  | Public |  |  | ctdmo_parsed | DPROD166
SP_MFLM | DPROD199 | USER_1 | DEPLOYED_AVAILABLE | MF_3 | StreamDef168 | FALSE | FALSE | STATION_PAPA_MFLM_B | SUBMERGED | M_MANAGER,O_OWNERREP | SP MFLM B CTDMO L1 - 09 (TEMPWAT_L1, CONDWAT_L1, PRESWAT_L1) | CTD Stream from seabird 37IM CTD instrument from Station Papa MFLM B | L1 | b | textTable |  |  |  | Public |  |  | ctdmo_parsed | DPROD167
SP_MFLM | DPROD200 | USER_1 | DEPLOYED_AVAILABLE | MF_3 | StreamDef168 | FALSE | FALSE | STATION_PAPA_MFLM_B | SUBMERGED | M_MANAGER,O_OWNERREP | SP MFLM B CTDMO L1 - 10 (TEMPWAT_L1, CONDWAT_L1, PRESWAT_L1) | CTD Stream from seabird 37IM CTD instrument from Station Papa MFLM B | L1 | b | textTable |  |  |  | Public |  |  | ctdmo_parsed | DPROD168
SP_MFLM | DPROD201 | USER_1 | DEPLOYED_AVAILABLE | MF_3 | StreamDef168 | FALSE | FALSE | STATION_PAPA_MFLM_B | SUBMERGED | M_MANAGER,O_OWNERREP | SP MFLM B CTDMO L1 - 11 (TEMPWAT_L1, CONDWAT_L1, PRESWAT_L1) | CTD Stream from seabird 37IM CTD instrument from Station Papa MFLM B | L1 | b | textTable |  |  |  | Public |  |  | ctdmo_parsed | DPROD169
SP_MFLM | DPROD202 | USER_1 | DEPLOYED_AVAILABLE | MF_3 | StreamDef168 | FALSE | FALSE | STATION_PAPA_MFLM_B | SUBMERGED | M_MANAGER,O_OWNERREP | SP MFLM B CTDMO L1 - 12 (TEMPWAT_L1, CONDWAT_L1, PRESWAT_L1) | CTD Stream from seabird 37IM CTD instrument from Station Papa MFLM B | L1 | b | textTable |  |  |  | Public |  |  | ctdmo_parsed | DPROD170
SP_MFLM | DPROD203 | USER_1 | DEPLOYED_AVAILABLE | MF_3 | StreamDef169 | FALSE | FALSE | STATION_PAPA_MFLM_B | SUBMERGED | M_MANAGER,O_OWNERREP | SP MFLM B ADCPS L0 (VELPROF-VLE_L0, VELPROF-VLN_L0, VELPROF-VLU_L0, VELPROF-EVL_L0) | ADCP Stream from Teledyne RDI WorkHorse LongRanger Sentinel 75khz instrument from Station Papa MFLM B | L0 | b | textTable |  |  |  | Public |  |  | adcps_parsed | DPROD171
SP_MFLM | DPROD204 | USER_1 | DEPLOYED_AVAILABLE | MF_3 | StreamDef170 | FALSE | FALSE | STATION_PAPA_MFLM_B | SUBMERGED | M_MANAGER,O_OWNERREP | SP MFLM B PHSEN L0 (ABSTHRM_L0) | PHSEN Stream from Sunburst SAMI-pH instrument from Station Papa MFLM B | L0 | b | textTable |  |  |  | Public |  |  | phsen_parsed | DPROD172
Note on A122: Moved global glider engineering stream from instrument to platform. -Arthur Teranishi
Note on B120: NOTE: We have a duplicate of 118 in CTDGV. Also, This data product doesn't have a link defined in DataProductLink. -tampe
Note on A102: NOTE: We can't support this L2 Data product yet because this one relies on parameters from a different instrument that we don't support in R2. -tampe
Note on W82: changed from ctdbp_cdef_L2_density to ctdbp_cdef_sample to take advantage of new DM infrastructure -tampe
Note on W81: changed from ctdbp_cdef_L2_pracsal to ctdbp_cdef_sample to take advantage of new DM infrastructure -tampe
Note on W80: Changed from ctdbp_cdef_L1 to ctdbp_cdef_sample to take advantage of new DM infrastructure. -tampe
Note on W79: Used to be ctdbp_cdef_L0. Changed to ctdbp_cdef_sample to utilize new DM infrastructure. -tampe
Note on W74: Used to be prest_l1_pressure. moved this to prest_real_time to use New DM infrastructure. -tampe
Note on W44: Used to be presf_tide_converted, but was changed to reference presf_tide_measurement to work with new DM infrastructure -tampe

## DataProductLink
Scenario | ID | data_product_id | input_resource_id | source_resource_id | resource_type | comment
STOP! | Changes to this doc can break the nose tests or interfere with test systems! BEFORE making changes, please read https://confluence.oceanobservatories.org/display/CIDev/Preload+development. AFTER making changes, please TEST, make a copy of this sheet, and commit the new URL to ion_loader.py!
DOC |  | The data product preload ID | The resource to be linked to - link assocuation depends on value in column resource_type | Additionally, association of type hasSource from DataProduct to an InstrumentDevice or PlatformDevice. | Type of input_resource_id (behavior will be different for different types)
OOIR2_DEMO | LINK38 | DPROD51 | ID_BTST_CTDSIM0 | ID_BTST_CTDSIM0 | InstrumentDevice | CTD Sim Beta Raw
OOIR2_DEMO | LINK39 | DPROD52 | ID_BTST_CTDSIM0 | ID_BTST_CTDSIM0 | InstrumentDevice | CTD Sim Beta Parsed
OOIR2_DEMO | LINK89 | DPROD56 |  | ID_BTST_CTDSIM0 | InstrumentDevice
OOIR2_DEMO | LINK90 | DPROD57 |  | ID_BTST_CTDSIM0 | InstrumentDevice
OOIR2_DEMO | LINK91 | DPROD58 |  | ID_BTST_CTDSIM0 | InstrumentDevice
OOIR2_DEMO | LINK92 | DPROD59 |  | ID_BTST_CTDSIM0 | InstrumentDevice
OOIR2_DEMO | LINK93 | DPROD60 |  | ID_BTST_CTDSIM0 | InstrumentDevice
OOIR2_DEMO | LINK89A | DPROD56 |  | IS_BTST_CTDSIM0 | InstrumentSite
OOIR2_DEMO | LINK90A | DPROD57 |  | IS_BTST_CTDSIM0 | InstrumentSite
OOIR2_DEMO | LINK91A | DPROD58 |  | IS_BTST_CTDSIM0 | InstrumentSite
OOIR2_DEMO | LINK92A | DPROD59 |  | IS_BTST_CTDSIM0 | InstrumentSite
OOIR2_DEMO | LINK93A | DPROD60 |  | IS_BTST_CTDSIM0 | InstrumentSite
OOIR2_DEMO | LINK27 | DP_PD3 | PD_BTST_RSN1 | PD_BTST_RSN1 | PlatformDevice | Platform Engineering Data Product
OOIR2_DEMO | LINK27A | DP_PD3 |  | PS_BTST_RSN | PlatformSite | Platform Engineering Data Product
OOIR2_ALPHA | LINK34 | DP_ID12_RAW | ID_BTST_SBE37 | ID_BTST_SBE37 | InstrumentDevice | SBE37SMP Raw
OOIR2_ALPHA | LINK35 | DP_ID12 | ID_BTST_SBE37 | ID_BTST_SBE37 | InstrumentDevice | SBE37SMP Parsed
OOIR2_ALPHA | LINK79 | DPROD27 |  | ID_BTST_SBE37 | InstrumentDevice
OOIR2_ALPHA | LINK80 | DPROD28 |  | ID_BTST_SBE37 | InstrumentDevice
OOIR2_ALPHA | LINK81 | DPROD29 |  | ID_BTST_SBE37 | InstrumentDevice
OOIR2_ALPHA | LINK82 | DPROD30 |  | ID_BTST_SBE37 | InstrumentDevice
OOIR2_ALPHA | LINK83 | DPROD31 |  | ID_BTST_SBE37 | InstrumentDevice
OOIR2_ALPHA | LINK79A | DPROD27 |  | IS_BTST_SBE37 | InstrumentSite
OOIR2_ALPHA | LINK80A | DPROD28 |  | IS_BTST_SBE37 | InstrumentSite
OOIR2_ALPHA | LINK81A | DPROD29 |  | IS_BTST_SBE37 | InstrumentSite
OOIR2_ALPHA | LINK82A | DPROD30 |  | IS_BTST_SBE37 | InstrumentSite
OOIR2_ALPHA | LINK83A | DPROD31 |  | IS_BTST_SBE37 | InstrumentSite
IDK | LINK40 | DPROD_IDK_RAW | IDK_DEVICE | IDK_DEVICE | InstrumentDevice
IDK | LINK41 | DPROD_IDK_PARSED | IDK_DEVICE | IDK_DEVICE | InstrumentDevice
NOSE | LINK66 | DP_TEST_EXT | ID_TEST | ID_TEST | InstrumentDevice | link data product to external dataset
R2_DEMO | LINK1 | DPROD11 | ID3 | ID3 | InstrumentDevice | CTD Sim 1 Raw
R2_DEMO | LINK2 | DPROD12 | ID3 | ID3 | InstrumentDevice | CTD Sim 1 Parsed
R2_DEMO | LINK6 | DPROD16 |  | ID3 | InstrumentDevice
R2_DEMO | LINK7 | DPROD17 |  | ID3 | InstrumentDevice
R2_DEMO | LINK8 | DPROD18 |  | ID3 | InstrumentDevice
R2_DEMO | LINK9 | DPROD19 |  | ID3 | InstrumentDevice
R2_DEMO | LINK10 | DPROD20 |  | ID3 | InstrumentDevice
R2_DEMO | LINK6A | DPROD16 |  | LOGINS3 | InstrumentSite
R2_DEMO | LINK7A | DPROD17 |  | LOGINS3 | InstrumentSite
R2_DEMO | LINK8A | DPROD18 |  | LOGINS3 | InstrumentSite
R2_DEMO | LINK9A | DPROD19 |  | LOGINS3 | InstrumentSite
R2_DEMO | LINK10A | DPROD20 |  | LOGINS3 | InstrumentSite
R2_DEMO | LINK11 | DPROD21 | ID4 | ID4 | InstrumentDevice | CTD Sim 2 Raw
R2_DEMO | LINK12 | DPROD22 | ID4 | ID4 | InstrumentDevice | CTD Sim 2 Parsed
R2_DEMO | LINK16 | DPROD16 |  | ID4 | InstrumentDevice
R2_DEMO | LINK17 | DPROD17 |  | ID4 | InstrumentDevice
R2_DEMO | LINK18 | DPROD18 |  | ID4 | InstrumentDevice
R2_DEMO | LINK19 | DPROD19 |  | ID4 | InstrumentDevice
R2_DEMO | LINK20 | DPROD20 |  | ID4 | InstrumentDevice
R2_DEMO | LINK21 | EEDP1 | EEInstrumentDevice | EEInstrumentDevice | InstrumentDevice | CTD EER2 Parsed
R2_DEMO | LINK22 | EEDP2 | EEInstrumentDevice | EEInstrumentDevice | InstrumentDevice | CTD EER2 Raw
R2_DEMO | LINK23 | EEDP3 | EEInstrumentSite | EEInstrumentSite | InstrumentSite | CTD EER2 Parsed
disable | LINK24 | EEDP4 | EEInstrumentSite |  | InstrumentSite | CTD EER2 Raw
DEVS | LINK25 | DP_ID5 | ID5 | ID5 | InstrumentDevice | PARAD Parsed
DEVS | LINK26 | DP_ID5_RAW | ID5 | ID5 | InstrumentDevice | PARAD Raw
BETA | LINK27 | DP_PD3 | PDEV3 | PDEV3 | PlatformDevice | Platform Engineering Data Product
BETA | LINK27A | DP_PD3 |  | LP3 | PlatformSite | Platform Engineering Data Product
BETA | LINK27B | DP_PD5 | PDEV5 | PDEV5 | PlatformDevice | Platform Engineering Data Product
DEVS | LINK28 | DP_ID8 | ID8 | ID8 | InstrumentDevice | TRHPH Parsed
DEVS | LINK29 | DP_ID10 | ID10 | ID10 | InstrumentDevice | VELPT Parsed
DEVS | LINK30 | DP_ID11 | ID11 | ID11 | InstrumentDevice | NUTNR Parsed
DEVS | LINK31 | DP_ID8_RAW | ID8 | ID8 | InstrumentDevice | TRHPH Raw
DEVS | LINK32 | DP_ID10_RAW | ID10 | ID10 | InstrumentDevice | VELPT Raw
DEVS | LINK33 | DP_ID11_RAW | ID11 | ID11 | InstrumentDevice | NUTNR Raw
BETA | LINK34 | DP_ID12_RAW | ID12 | ID12 | InstrumentDevice | SBE37SMP Raw
BETA | LINK35 | DP_ID12 | ID12 | ID12 | InstrumentDevice | SBE37SMP Parsed
BETA | LINK79 | DPROD27 |  | ID12 | InstrumentDevice
BETA | LINK80 | DPROD28 |  | ID12 | InstrumentDevice
BETA | LINK81 | DPROD29 |  | ID12 | InstrumentDevice
BETA | LINK82 | DPROD30 |  | ID12 | InstrumentDevice
BETA | LINK83 | DPROD31 |  | ID12 | InstrumentDevice
BETA | LINK79A | DPROD27 |  | LOGINS4 | InstrumentSite
BETA | LINK80A | DPROD28 |  | LOGINS4 | InstrumentSite
BETA | LINK81A | DPROD29 |  | LOGINS4 | InstrumentSite
BETA | LINK82A | DPROD30 |  | LOGINS4 | InstrumentSite
BETA | LINK83A | DPROD31 |  | LOGINS4 | InstrumentSite
PRESF | LINK42 | DP_ID6_RAW | ID6 | ID6 | InstrumentDevice | PRESF Raw
PRESF | LINK43 | DP_ID6 | ID6 | ID6 | InstrumentDevice | PRESF Parsed Tide Measurements
PRESF | LINK44 | DPROD61 | ID6 | ID6 | InstrumentDevice | PRESF Operating Status
PRESF | LINK45 | DPROD62 | ID6 | ID6 | InstrumentDevice | PRESF Calibration Coefficients
PRESF | LINK46 | DPROD64 | ID6 | ID6 | InstrumentDevice | PRESF Parsed Wave Burst
PRESF | LINK69 | DP_ID13 |  | ID6 | InstrumentDevice | PRESF L0 absolute_pressure from Tide Measurements
PRESF | LINK70 | DP_ID14 |  | ID6 | InstrumentDevice | PRESF L1 seafloor_pressure from Tide Measurements
PRESF | LINK69A | DP_ID13 |  | LOGINS8 | InstrumentSite | PRESF L0 absolute_pressure from Tide Measurements
PRESF | LINK70A | DP_ID14 |  | LOGINS8 | InstrumentSite | PRESF L1 seafloor_pressure from Tide Measurements
PRESF | LINK47 | DPROD66 | ID6 | ID6 | InstrumentDevice | PRESF Parsed Wave Statistics
PREST | LINK48 | DP_ID9_RAW | ID9 | ID9 | InstrumentDevice | PREST Raw
PREST | LINK49 | DPROD67 | ID9 | ID9 | InstrumentDevice | PREST Real Time Data
PREST | LINK50 | DPROD68 | ID9 | ID9 | InstrumentDevice | PREST Reference Oscillator
PREST | LINK51 | DPROD69 | ID9 | ID9 | InstrumentDevice | PREST Configuration Data
PREST | LINK52 | DPROD70 | ID9 | ID9 | InstrumentDevice | PREST Device Status
PREST | LINK53 | DPROD71 | ID9 | ID9 | InstrumentDevice | PREST Event Counter
PREST | LINK54 | DPROD72 | ID9 | ID9 | InstrumentDevice | PREST Hardware Data
PREST | LINK71 | DPROD73 |  | ID9 | InstrumentDevice | PREST L0 absolute_pressure from Real Time Data
PREST | LINK72 | DPROD74 |  | ID9 | InstrumentDevice | PREST L1 Seafloor Pressure
PREST | LINK71A | DPROD73 |  | LOGINS9 | InstrumentSite | PREST L0 absolute_pressure from Real Time Data
PREST | LINK72A | DPROD74 |  | LOGINS9 | InstrumentSite | PREST L1 Seafloor Pressure
CTDBP | LINK55 | DP_ID7 | ID7 | ID7 | InstrumentDevice | CTDBP sb16+v2 Parsed
CTDBP | LINK56 | DP_ID7_RAW | ID7 | ID7 | InstrumentDevice | CTDBP sb16+v2 Raw
CTDBP | LINK57 | DPROD75 | ID7 | ID7 | InstrumentDevice | CTDBP Status
CTDBP | LINK58 | DPROD76 | ID7 | ID7 | InstrumentDevice | CTDBP Calibration Coefficients
CTDBP | LINK73 | DPROD77 |  | ID7 | InstrumentDevice | CTDBP cdef L0 (CONDWAT, TEMPWAT, PRESWAT)
CTDBP | LINK74 | DPROD78 |  | ID7 | InstrumentDevice | CTDBP cdef L1 (CONDWAT, TEMPWAT, PRESWAT)
CTDBP | LINK75 | DPROD79 |  | ID7 | InstrumentDevice | CTDBP cdef L2 PRACSAL
CTDBP | LINK76 | DPROD80 |  | ID7 | InstrumentDevice | CTDBP cdef L2 DENSITY
CTDBP | LINK73A | DPROD77 |  | LOGINS10 | InstrumentSite | CTDBP cdef L0 (CONDWAT, TEMPWAT, PRESWAT)
CTDBP | LINK74A | DPROD78 |  | LOGINS10 | InstrumentSite | CTDBP cdef L1 (CONDWAT, TEMPWAT, PRESWAT)
CTDBP | LINK75A | DPROD79 |  | LOGINS10 | InstrumentSite | CTDBP cdef L2 PRACSAL
CTDBP | LINK76A | DPROD80 |  | LOGINS10 | InstrumentSite | CTDBP cdef L2 DENSITY
TMPSF | LINK59 | DPROD81 | ID15 | ID15 | InstrumentDevice | TMPSF sample data
TMPSF | LINK60 | DPROD82 | ID15 | ID15 | InstrumentDevice | TMPSF engineering data
TMPSF | LINK61 | DPROD81_RAW | ID15 | ID15 | InstrumentDevice | TMPSF raw
VEL3D_B | LINK62 | DPROD83 | ID16 | ID16 | InstrumentDevice | vel3d sample data
VEL3D_B | LINK63 | DPROD84 | ID16 | ID16 | InstrumentDevice | vel3d engineering data
VEL3D_B | LINK64 | DPROD83_RAW | ID16 | ID16 | InstrumentDevice | vel3d raw
VEL3D_B | LINK77 | DPROD94 |  | ID16 | InstrumentDevice | vel3d-b VELPTTU_L0
VEL3D_B | LINK78 | DPROD95 |  | ID16 | InstrumentDevice | vel3d-b VELPTTU_L1
VEL3D_B | LINK77A | DPROD94 |  | LOGINS12 | InstrumentSite | vel3d-b VELPTTU_L0
VEL3D_B | LINK78A | DPROD95 |  | LOGINS12 | InstrumentSite | vel3d-b VELPTTU_L1
BETA | LINK65 | DPROD85 | ID17 | ID17 | InstrumentDevice | CTD Simulator Data Parsed
BETA | LINK67 | DPROD91 | ID17 | ID17 | InstrumentDevice | CTD Simulator Data Raw
JN | LINK68 | DPROD92 | ID18 | ID18 | InstrumentDevice | CTD Sim derived
OPTAA | LINK79 | DPROD96 | ID19 | ID19 | InstrumentDevice | OPTAA sample data
OPTAA | LINK80 | DPROD97 | ID19 | ID19 | InstrumentDevice | OPTAA status data
OPTAA | LINK81 | DPROD96_RAW | ID19 | ID19 | InstrumentDevice | OPTAA raw
OPTAA | LINK82 | DPROD98 |  | ID19 | InstrumentDevice | OPTAA L0 Data product
OPTAA-X | LINK83 | DPROD99 |  | ID19 | InstrumentDevice | OPTAA L2 Data product
OPTAA | LINK82A | DPROD98 |  | LOGINS14 | InstrumentSite | OPTAA L0 Data product
OPTAA-X | LINK83A | DPROD99 |  | LOGINS14 | InstrumentSite | OPTAA L2 Data product
CTDPF | LINK84 | DPROD100 | ID22 | ID22 | InstrumentDevice | CTDPF 52 Parsed
CTDPF | LINK85 | DPROD101 |  | ID22 | InstrumentDevice | CTDPF 52 L1 (CONDWAT, TEMPWAT, PRESWAT)
CTDPF | LINK85A | DPROD101 |  | LOGINS16 | InstrumentSite | CTDPF 52 L1 (CONDWAT, TEMPWAT, PRESWAT)
BETAX | LINK86 | DPROD103 | PDEV6 | PDEV6 | PlatformDevice | Glider Platform Engineering Data Product
BETAX | LINK86A | DPROD103 |  | LP6 | PlatformSite | Glider Platform Engineering Data Product
VEL3D_C | LINK87 | DPROD105_RAW | ID21 | ID21 | InstrumentDevice | VEL3D-C,D RAW from device ID21
VEL3D_C | LINK88 | DPROD105 | ID21 | ID21 | InstrumentDevice | VEL3D-C,D Hardware Configuration
VEL3D_C | LINK89 | DPROD106 | ID21 | ID21 | InstrumentDevice | VEL3D-C,D Head Configuration
VEL3D_C | LINK90 | DPROD107 | ID21 | ID21 | InstrumentDevice | VEL3D-C,D User Configuration
VEL3D_C | LINK91 | DPROD108 | ID21 | ID21 | InstrumentDevice | VEL3D-C,D Data Header
VEL3D_C | LINK92 | DPROD109 | ID21 | ID21 | InstrumentDevice | VEL3D-C,D Velocity Data
VEL3D_C | LINK93 | DPROD110 | ID21 | ID21 | InstrumentDevice | VEL3D-C,D System Data
VEL3D_C | LINK94 | DPROD111 | ID21 | ID21 | InstrumentDevice | VEL3D-C,D Clock Data
VEL3D_C | LINK95 | DPROD112 | ID21 | ID21 | InstrumentDevice | VEL3D-C,D Battery Voltage
VEL3D_C | LINK96 | DPROD113 | ID21 | ID21 | InstrumentDevice | VEL3D-C,D Identification String
VEL3D_C | LINK97 | DPROD114 |  | ID21 | InstrumentDevice | VEL3D-C,D VELPTTU_L0
VEL3D_C | LINK98 | DPROD115 |  | ID21 | InstrumentDevice | VEL3D-C,D VELPTTU_L1
VEL3D_C | LINK97A | DPROD114 |  | LOGINS17 | InstrumentSite | VEL3D-C,D VELPTTU_L0
VEL3D_C | LINK98A | DPROD115 |  | LOGINS17 | InstrumentSite | VEL3D-C,D VELPTTU_L1
RSN_OMS | LINK102A | DPROD139 |  | LP7 | PlatformSite | Platform Engineering Data Product
RSN_OMS | LINK102B | DPROD139 | PD_BTST_RSN2 | PD_BTST_RSN2 | PlatformDevice | Platform Engineering Data Product
RSN_OMS | LINK99A | DPROD116 | ID23 | ID23 | InstrumentDevice | RSN vel3d sample data
RSN_OMS | LINK99B | DPROD117 | ID23 | ID23 | InstrumentDevice | RSN vel3d engineering data
RSN_OMS | LINK99C | DPROD116_RAW | ID23 | ID23 | InstrumentDevice | RSN vel3d raw
CTDGV | LINK100 | DPROD118 | ID24 | ID24 | InstrumentDevice | CTDGV-M 01 Parsed
DOSTA | LINK101 | DPROD119 | ID25 | ID25 | InstrumentDevice | DOSTA-M 01 Parsed
GENG | LINK102 | DPROD120 | PDEV6 | PDEV6 | PlatformDevice | Global glider 01 engineering data Parsed
FLORD | LINK103 | DPROD121 | ID26 | ID26 | InstrumentDevice | FLORD-M 01 Parsed
CTDGV | LINK104 | DPROD122 |  | ID24 | InstrumentDevice | CTDGV-M 01 L1 (CONDWAT, TEMPWAT, PRESWAT)
DOSTA | LINK105 | DPROD123 |  | ID25 | InstrumentDevice | DOSTA-M 01 L1 (DOCONCS)
FLORD | LINK106 | DPROD124 |  | ID26 | InstrumentDevice | FLORD-M 01 L1 (FLUBSCT, CHLAFLO)
CTDGV | LINK104A | DPROD122 |  | LOGINS19 | InstrumentSite | CTDGV-M 01 L1 (CONDWAT, TEMPWAT, PRESWAT)
DOSTA | LINK105A | DPROD123 |  | LOGINS20 | InstrumentSite | DOSTA-M 01 L1 (DOCONCS)
FLORD | LINK106A | DPROD124 |  | LOGINS21 | InstrumentSite | FLORD-M 01 L1 (FLUBSCT, CHLAFLO)
CTDGV | LINK107 | DPROD125 | ID28 | ID28 | InstrumentDevice | CTDGV-M 02 Parsed
DOSTA | LINK108 | DPROD126 | ID29 | ID29 | InstrumentDevice | DOSTA-M 02 Parsed
GENG | LINK109 | DPROD127 | PDEV7 | PDEV7 | PlatformDevice | Global glider 02 engineering data Parsed
FLORD | LINK110 | DPROD128 | ID30 | ID30 | InstrumentDevice | FLORD-M 02 Parsed
CTDGV | LINK111 | DPROD129 |  | ID28 | InstrumentDevice | CTDGV-M 02 L1 (CONDWAT, TEMPWAT, PRESWAT)
DOSTA | LINK112 | DPROD130 |  | ID29 | InstrumentDevice | DOSTA-M 02 L1 (DOCONCS)
FLORD | LINK113 | DPROD131 |  | ID30 | InstrumentDevice | FLORD-M 02 L1 (FLUBSCT, CHLAFLO)
CTDGV | LINK111A | DPROD129 |  | LOGINS22 | InstrumentSite | CTDGV-M 02 L1 (CONDWAT, TEMPWAT, PRESWAT)
DOSTA | LINK112A | DPROD130 |  | LOGINS23 | InstrumentSite | DOSTA-M 02 L1 (DOCONCS)
FLORD | LINK113A | DPROD131 |  | LOGINS24 | InstrumentSite | FLORD-M 02 L1 (FLUBSCT, CHLAFLO)
CTDGV | LINK114 | DPROD132 | ID31 | ID31 | InstrumentDevice | CTDGV-M 03 Parsed
DOSTA | LINK115 | DPROD133 | ID32 | ID32 | InstrumentDevice | DOSTA-M 03 Parsed
GENG | LINK116 | DPROD134 | PDEV8 | PDEV8 | PlatformDevice | Global glider 03 engineering data Parsed
FLORD | LINK117 | DPROD135 | ID33 | ID33 | InstrumentDevice | FLORD-M 03 Parsed
CTDGV | LINK118 | DPROD136 |  | ID31 | InstrumentDevice | CTDGV-M 03 L1 (CONDWAT, TEMPWAT, PRESWAT)
DOSTA | LINK119 | DPROD137 |  | ID32 | InstrumentDevice | DOSTA-M 03 L1 (DOCONCS)
FLORD | LINK120 | DPROD138 |  | ID33 | InstrumentDevice | FLORD-M 03 L1 (FLUBSCT, CHLAFLO)
CTDGV | LINK118A | DPROD136 |  | LOGINS25 | InstrumentSite | CTDGV-M 03 L1 (CONDWAT, TEMPWAT, PRESWAT)
DOSTA | LINK119A | DPROD137 |  | LOGINS26 | InstrumentSite | DOSTA-M 03 L1 (DOCONCS)
FLORD | LINK120A | DPROD138 |  | LOGINS27 | InstrumentSite | FLORD-M 03 L1 (FLUBSCT, CHLAFLO)
SP_MFLM | LINK121 | DPROD140 | ID34 | ID34 | InstrumentDevice | Station Papa MFLM A DOSTA Parsed
SP_MFLM | LINK122 | DPROD141 | ID35 | ID35 | InstrumentDevice | Station Papa MFLM A FLORT Parsed
SP_MFLM | LINK123 | DPROD142 | ID36 | ID36 | InstrumentDevice | Station Papa MFLM A CTDMO 01 Parsed
SP_MFLM | LINK124 | DPROD143 | ID37 | ID37 | InstrumentDevice | Station Papa MFLM A CTDMO 02 Parsed
SP_MFLM | LINK125 | DPROD144 | ID38 | ID38 | InstrumentDevice | Station Papa MFLM A CTDMO 03 Parsed
SP_MFLM | LINK126 | DPROD145 | ID39 | ID39 | InstrumentDevice | Station Papa MFLM A CTDMO 04 Parsed
SP_MFLM | LINK127 | DPROD146 | ID40 | ID40 | InstrumentDevice | Station Papa MFLM A CTDMO 05 Parsed
SP_MFLM | LINK128 | DPROD147 | ID41 | ID41 | InstrumentDevice | Station Papa MFLM A CTDMO 06 Parsed
SP_MFLM | LINK129 | DPROD148 | ID42 | ID42 | InstrumentDevice | Station Papa MFLM A CTDMO 07 Parsed
SP_MFLM | LINK130 | DPROD149 | ID43 | ID43 | InstrumentDevice | Station Papa MFLM A CTDMO 08 Parsed
SP_MFLM | LINK131 | DPROD150 | ID44 | ID44 | InstrumentDevice | Station Papa MFLM A CTDMO 09 Parsed
SP_MFLM | LINK132 | DPROD151 | ID45 | ID45 | InstrumentDevice | Station Papa MFLM A CTDMO 10 Parsed
SP_MFLM | LINK133 | DPROD153 | ID46 | ID46 | InstrumentDevice | Station Papa MFLM A CTDMO 11 Parsed
SP_MFLM | LINK134 | DPROD154 | ID47 | ID47 | InstrumentDevice | Station Papa MFLM A CTDMO 12 Parsed
SP_MFLM | LINK135 | DPROD155 | ID48 | ID48 | InstrumentDevice | Station Papa MFLM A ADCPS Parsed
SP_MFLM | LINK136 | DPROD156 | ID49 | ID49 | InstrumentDevice | Station Papa MFLM A PHSEN Parsed
SP_MFLM | LINK137 | DPROD157 | ID50 | ID50 | InstrumentDevice | Station Papa MFLM B DOSTA Parsed
SP_MFLM | LINK138 | DPROD158 | ID51 | ID51 | InstrumentDevice | Station Papa MFLM B FLORT Parsed
SP_MFLM | LINK139 | DPROD159 | ID52 | ID52 | InstrumentDevice | Station Papa MFLM B CTDMO 01 Parsed
SP_MFLM | LINK140 | DPROD160 | ID53 | ID53 | InstrumentDevice | Station Papa MFLM B CTDMO 02 Parsed
SP_MFLM | LINK141 | DPROD161 | ID54 | ID54 | InstrumentDevice | Station Papa MFLM B CTDMO 03 Parsed
SP_MFLM | LINK142 | DPROD162 | ID55 | ID55 | InstrumentDevice | Station Papa MFLM B CTDMO 04 Parsed
SP_MFLM | LINK143 | DPROD163 | ID56 | ID56 | InstrumentDevice | Station Papa MFLM B CTDMO 05 Parsed
SP_MFLM | LINK144 | DPROD164 | ID57 | ID57 | InstrumentDevice | Station Papa MFLM B CTDMO 06 Parsed
SP_MFLM | LINK145 | DPROD165 | ID58 | ID58 | InstrumentDevice | Station Papa MFLM B CTDMO 07 Parsed
SP_MFLM | LINK146 | DPROD166 | ID59 | ID59 | InstrumentDevice | Station Papa MFLM B CTDMO 08 Parsed
SP_MFLM | LINK147 | DPROD167 | ID60 | ID60 | InstrumentDevice | Station Papa MFLM B CTDMO 09 Parsed
SP_MFLM | LINK148 | DPROD168 | ID61 | ID61 | InstrumentDevice | Station Papa MFLM B CTDMO 10 Parsed
SP_MFLM | LINK149 | DPROD169 | ID62 | ID62 | InstrumentDevice | Station Papa MFLM B CTDMO 11 Parsed
SP_MFLM | LINK150 | DPROD170 | ID63 | ID63 | InstrumentDevice | Station Papa MFLM B CTDMO 12 Parsed
SP_MFLM | LINK151 | DPROD171 | ID64 | ID64 | InstrumentDevice | Station Papa MFLM B ADCPS Parsed
SP_MFLM | LINK152 | DPROD172 | ID65 | ID65 | InstrumentDevice | Station Papa MFLM B PHSEN Parsed
SP_MFLM | LINK153 | DPROD173 |  | ID34 | InstrumentDevice | SP MFLM A DOSTA L0 (DOCONCS_L0)
SP_MFLM | LINK153A | DPROD173 |  | LOGINS28 | InstrumentSite | SP MFLM A DOSTA L0 (DOCONCS_L0)
SP_MFLM | LINK154 | DPROD174 |  | ID35 | InstrumentDevice | SP MFLM A FLORT L0 (FLUBSCT_L0,CHLAFLO_L0,CDOMFLO_L0)
SP_MFLM | LINK154A | DPROD174 |  | LOGINS29 | InstrumentSite | SP MFLM A FLORT L0 (FLUBSCT_L0,CHLAFLO_L0,CDOMFLO_L0)
SP_MFLM | LINK155 | DPROD175 |  | ID36 | InstrumentDevice | SP MFLM A CTDMO L1 - 01 (TEMPWAT_L1, CONDWAT_L1, PRESWAT_L1)
SP_MFLM | LINK155A | DPROD175 |  | LOGINS30 | InstrumentSite | SP MFLM A CTDMO L1 - 01 (TEMPWAT_L1, CONDWAT_L1, PRESWAT_L1)
SP_MFLM | LINK156 | DPROD176 |  | ID37 | InstrumentDevice | SP MFLM A CTDMO L1 - 02 (TEMPWAT_L1, CONDWAT_L1, PRESWAT_L1)
SP_MFLM | LINK156A | DPROD176 |  | LOGINS31 | InstrumentSite | SP MFLM A CTDMO L1 - 02 (TEMPWAT_L1, CONDWAT_L1, PRESWAT_L1)
SP_MFLM | LINK157 | DPROD177 |  | ID38 | InstrumentDevice | SP MFLM A CTDMO L1 - 03 (TEMPWAT_L1, CONDWAT_L1, PRESWAT_L1)
SP_MFLM | LINK157A | DPROD177 |  | LOGINS32 | InstrumentSite | SP MFLM A CTDMO L1 - 03 (TEMPWAT_L1, CONDWAT_L1, PRESWAT_L1)
SP_MFLM | LINK158 | DPROD178 |  | ID39 | InstrumentDevice | SP MFLM A CTDMO L1 - 04 (TEMPWAT_L1, CONDWAT_L1, PRESWAT_L1)
SP_MFLM | LINK158A | DPROD178 |  | LOGINS33 | InstrumentSite | SP MFLM A CTDMO L1 - 04 (TEMPWAT_L1, CONDWAT_L1, PRESWAT_L1)
SP_MFLM | LINK159 | DPROD179 |  | ID40 | InstrumentDevice | SP MFLM A CTDMO L1 - 05 (TEMPWAT_L1, CONDWAT_L1, PRESWAT_L1)
SP_MFLM | LINK159A | DPROD179 |  | LOGINS34 | InstrumentSite | SP MFLM A CTDMO L1 - 05 (TEMPWAT_L1, CONDWAT_L1, PRESWAT_L1)
SP_MFLM | LINK160 | DPROD180 |  | ID41 | InstrumentDevice | SP MFLM A CTDMO L1 - 06 (TEMPWAT_L1, CONDWAT_L1, PRESWAT_L1)
SP_MFLM | LINK160A | DPROD180 |  | LOGINS35 | InstrumentSite | SP MFLM A CTDMO L1 - 06 (TEMPWAT_L1, CONDWAT_L1, PRESWAT_L1)
SP_MFLM | LINK161 | DPROD181 |  | ID42 | InstrumentDevice | SP MFLM A CTDMO L1 - 07 (TEMPWAT_L1, CONDWAT_L1, PRESWAT_L1)
SP_MFLM | LINK161A | DPROD181 |  | LOGINS36 | InstrumentSite | SP MFLM A CTDMO L1 - 07 (TEMPWAT_L1, CONDWAT_L1, PRESWAT_L1)
SP_MFLM | LINK162 | DPROD182 |  | ID43 | InstrumentDevice | SP MFLM A CTDMO L1 - 08 (TEMPWAT_L1, CONDWAT_L1, PRESWAT_L1)
SP_MFLM | LINK162A | DPROD182 |  | LOGINS37 | InstrumentSite | SP MFLM A CTDMO L1 - 08 (TEMPWAT_L1, CONDWAT_L1, PRESWAT_L1)
SP_MFLM | LINK163 | DPROD183 |  | ID44 | InstrumentDevice | SP MFLM A CTDMO L1 - 09 (TEMPWAT_L1, CONDWAT_L1, PRESWAT_L1)
SP_MFLM | LINK163A | DPROD183 |  | LOGINS38 | InstrumentSite | SP MFLM A CTDMO L1 - 09 (TEMPWAT_L1, CONDWAT_L1, PRESWAT_L1)
SP_MFLM | LINK164 | DPROD184 |  | ID45 | InstrumentDevice | SP MFLM A CTDMO L1 - 10 (TEMPWAT_L1, CONDWAT_L1, PRESWAT_L1)
SP_MFLM | LINK164A | DPROD184 |  | LOGINS39 | InstrumentSite | SP MFLM A CTDMO L1 - 10 (TEMPWAT_L1, CONDWAT_L1, PRESWAT_L1)
SP_MFLM | LINK165 | DPROD185 |  | ID46 | InstrumentDevice | SP MFLM A CTDMO L1 - 11 (TEMPWAT_L1, CONDWAT_L1, PRESWAT_L1)
SP_MFLM | LINK165A | DPROD185 |  | LOGINS40 | InstrumentSite | SP MFLM A CTDMO L1 - 11 (TEMPWAT_L1, CONDWAT_L1, PRESWAT_L1)
SP_MFLM | LINK166 | DPROD186 |  | ID47 | InstrumentDevice | SP MFLM A CTDMO L1 - 12 (TEMPWAT_L1, CONDWAT_L1, PRESWAT_L1)
SP_MFLM | LINK166A | DPROD186 |  | LOGINS41 | InstrumentSite | SP MFLM A CTDMO L1 - 12 (TEMPWAT_L1, CONDWAT_L1, PRESWAT_L1)
SP_MFLM | LINK167 | DPROD187 |  | ID48 | InstrumentDevice | SP MFLM A ADCPS L0 (VELPROF-VLE_L0, VELPROF-VLN_L0, VELPROF-VLU_L0, VELPROF-EVL_L0)
SP_MFLM | LINK167A | DPROD187 |  | LOGINS42 | InstrumentSite | SP MFLM A ADCPS L0 (VELPROF-VLE_L0, VELPROF-VLN_L0, VELPROF-VLU_L0, VELPROF-EVL_L0)
SP_MFLM | LINK168 | DPROD188 |  | ID49 | InstrumentDevice | SP MFLM A PHSEN L0 (ABSTHRM_L0)
SP_MFLM | LINK168A | DPROD188 |  | LOGINS43 | InstrumentSite | SP MFLM A PHSEN L0 (ABSTHRM_L0)
SP_MFLM | LINK169 | DPROD189 |  | ID50 | InstrumentDevice | SP MFLM B DOSTA L0 (DOCONCS_L0)
SP_MFLM | LINK169A | DPROD189 |  | LOGINS44 | InstrumentSite | SP MFLM B DOSTA L0 (DOCONCS_L0)
SP_MFLM | LINK170 | DPROD190 |  | ID51 | InstrumentDevice | SP MFLM B FLORT L0 (FLUBSCT_L0,CHLAFLO_L0,CDOMFLO_L0)
SP_MFLM | LINK170A | DPROD190 |  | LOGINS45 | InstrumentSite | SP MFLM B FLORT L0 (FLUBSCT_L0,CHLAFLO_L0,CDOMFLO_L0)
SP_MFLM | LINK171 | DPROD191 |  | ID52 | InstrumentDevice | SP MFLM B CTDMO L1 - 01 (TEMPWAT_L1, CONDWAT_L1, PRESWAT_L1)
SP_MFLM | LINK171A | DPROD191 |  | LOGINS46 | InstrumentSite | SP MFLM B CTDMO L1 - 01 (TEMPWAT_L1, CONDWAT_L1, PRESWAT_L1)
SP_MFLM | LINK172 | DPROD192 |  | ID53 | InstrumentDevice | SP MFLM B CTDMO L1 - 02 (TEMPWAT_L1, CONDWAT_L1, PRESWAT_L1)
SP_MFLM | LINK172A | DPROD192 |  | LOGINS47 | InstrumentSite | SP MFLM B CTDMO L1 - 02 (TEMPWAT_L1, CONDWAT_L1, PRESWAT_L1)
SP_MFLM | LINK173 | DPROD193 |  | ID54 | InstrumentDevice | SP MFLM B CTDMO L1 - 03 (TEMPWAT_L1, CONDWAT_L1, PRESWAT_L1)
SP_MFLM | LINK173A | DPROD193 |  | LOGINS48 | InstrumentSite | SP MFLM B CTDMO L1 - 03 (TEMPWAT_L1, CONDWAT_L1, PRESWAT_L1)
SP_MFLM | LINK174 | DPROD194 |  | ID55 | InstrumentDevice | SP MFLM B CTDMO L1 - 04 (TEMPWAT_L1, CONDWAT_L1, PRESWAT_L1)
SP_MFLM | LINK174A | DPROD194 |  | LOGINS49 | InstrumentSite | SP MFLM B CTDMO L1 - 04 (TEMPWAT_L1, CONDWAT_L1, PRESWAT_L1)
SP_MFLM | LINK175 | DPROD195 |  | ID56 | InstrumentDevice | SP MFLM B CTDMO L1 - 05 (TEMPWAT_L1, CONDWAT_L1, PRESWAT_L1)
SP_MFLM | LINK175A | DPROD195 |  | LOGINS50 | InstrumentSite | SP MFLM B CTDMO L1 - 05 (TEMPWAT_L1, CONDWAT_L1, PRESWAT_L1)
SP_MFLM | LINK176 | DPROD196 |  | ID57 | InstrumentDevice | SP MFLM B CTDMO L1 - 06 (TEMPWAT_L1, CONDWAT_L1, PRESWAT_L1)
SP_MFLM | LINK176A | DPROD196 |  | LOGINS51 | InstrumentSite | SP MFLM B CTDMO L1 - 06 (TEMPWAT_L1, CONDWAT_L1, PRESWAT_L1)
SP_MFLM | LINK177 | DPROD197 |  | ID58 | InstrumentDevice | SP MFLM B CTDMO L1 - 07 (TEMPWAT_L1, CONDWAT_L1, PRESWAT_L1)
SP_MFLM | LINK177A | DPROD197 |  | LOGINS52 | InstrumentSite | SP MFLM B CTDMO L1 - 07 (TEMPWAT_L1, CONDWAT_L1, PRESWAT_L1)
SP_MFLM | LINK178 | DPROD198 |  | ID59 | InstrumentDevice | SP MFLM B CTDMO L1 - 08 (TEMPWAT_L1, CONDWAT_L1, PRESWAT_L1)
SP_MFLM | LINK178A | DPROD198 |  | LOGINS53 | InstrumentSite | SP MFLM B CTDMO L1 - 08 (TEMPWAT_L1, CONDWAT_L1, PRESWAT_L1)
SP_MFLM | LINK179 | DPROD199 |  | ID60 | InstrumentDevice | SP MFLM B CTDMO L1 - 09 (TEMPWAT_L1, CONDWAT_L1, PRESWAT_L1)
SP_MFLM | LINK179A | DPROD199 |  | LOGINS54 | InstrumentSite | SP MFLM B CTDMO L1 - 09 (TEMPWAT_L1, CONDWAT_L1, PRESWAT_L1)
SP_MFLM | LINK180 | DPROD200 |  | ID61 | InstrumentDevice | SP MFLM B CTDMO L1 - 10 (TEMPWAT_L1, CONDWAT_L1, PRESWAT_L1)
SP_MFLM | LINK180A | DPROD200 |  | LOGINS55 | InstrumentSite | SP MFLM B CTDMO L1 - 10 (TEMPWAT_L1, CONDWAT_L1, PRESWAT_L1)
SP_MFLM | LINK181 | DPROD201 |  | ID62 | InstrumentDevice | SP MFLM B CTDMO L1 - 11 (TEMPWAT_L1, CONDWAT_L1, PRESWAT_L1)
SP_MFLM | LINK181A | DPROD201 |  | LOGINS56 | InstrumentSite | SP MFLM B CTDMO L1 - 11 (TEMPWAT_L1, CONDWAT_L1, PRESWAT_L1)
SP_MFLM | LINK182 | DPROD202 |  | ID63 | InstrumentDevice | SP MFLM B CTDMO L1 - 12 (TEMPWAT_L1, CONDWAT_L1, PRESWAT_L1)
SP_MFLM | LINK182A | DPROD202 |  | LOGINS57 | InstrumentSite | SP MFLM B CTDMO L1 - 12 (TEMPWAT_L1, CONDWAT_L1, PRESWAT_L1)
SP_MFLM | LINK183 | DPROD203 |  | ID64 | InstrumentDevice | SP MFLM B ADCPS L0 (VELPROF-VLE_L0, VELPROF-VLN_L0, VELPROF-VLU_L0, VELPROF-EVL_L0)
SP_MFLM | LINK183A | DPROD203 |  | LOGINS58 | InstrumentSite | SP MFLM B ADCPS L0 (VELPROF-VLE_L0, VELPROF-VLN_L0, VELPROF-VLU_L0, VELPROF-EVL_L0)
SP_MFLM | LINK184 | DPROD204 |  | ID65 | InstrumentDevice | SP MFLM B PHSEN L0 (ABSTHRM_L0)
SP_MFLM | LINK184A | DPROD204 |  | LOGINS59 | InstrumentSite | SP MFLM B PHSEN L0 (ABSTHRM_L0)
Note on A131: NOTE: We can't support this L2 Data product yet because this one relies on parameters from a different instrument that we don't support in R2. -tampe
Note on A129: NOTE: We can't support this L2 Data product yet because this one relies on parameters from a different instrument that we don't support in R2. -tampe

## Deployment
Scenario | confluence | ID | owner_id | org_ids | site_id | device_id | activate | d/name | d/description | constraint_ids | coordinate_system | context_type | port_assignment
STOP! | Changes to this doc can break the nose tests or interfere with test systems! BEFORE making changes, please read https://confluence.oceanobservatories.org/display/CIDev/Preload+development. AFTER making changes, please TEST, make a copy of this sheet, and commit the new URL to ion_loader.py!
OOIR2_DEMO |  | DEP_BTST_P1 | USER_1 | MF_3 | PS_BTST_RSN | PD_BTST_RSN1 | TRUE | Deployment of Bench Test Platform | Deployment of Bench Test Platform |  |  | CabledNodeDeploymentContext
OOIR2_DEMO |  | DEP_BTST_2 | USER_1 | MF_3 | IS_BTST_CTDSIM0 | ID_BTST_CTDSIM0 | TRUE | Deployment of CTD Simulator | Deployment of CTD Simulator |  |  | CabledInstrumentDeploymentContext
OOIR2_DEMO |  | DEP_BTST_CG1 | USER_1 | MF_3 | PS_BTST_CG | PD_BTST_CG1 | FALSE | Deployment of CG demo platform | Deployment of CG demo platform |  |  | RemotePlatformDeploymentContext
OOIR2_DEMO |  | DEP_BTST_RSN3 | USER_1 | MF_3 | PS_BTST_RSN3 | PD_BTST_RSN3 | TRUE | Deployment of Wire following Profiler platform | Demo deployment of CTDPF | TEMP1 |  | CabledNodeDeploymentContext | PD_BTST_RSN3.reference_designator:LPX-ShoreStn-03-PD_BTST_RSN3, PD_BTST_RSN3.port_type:2, PD_BTST_RSN3.ip_address:0
xxx |  | DEP_BTST_GLI | USER_1 | MF_3 | PS_BTST_GLI | PD_BTST_GLI | TRUE | Deployment of Bench Test Glider | Deployment of Bench Test Glider |  |  | RemotePlatformDeploymentContext
OOIR2_ALPHA |  | DEP_BTST_1 | USER_1 | MF_3 | IS_BTST_SBE37 | ID_BTST_SBE37 | TRUE | Deployment of SBE37SMP Instrument for Demo | Deployment of SBE37SMP Instrument for Demo |  |  | CabledInstrumentDeploymentContext
IDK |  | IDK_DEP | IDK_USER | IDK_ORG | IDK_SITE | IDK_DEVICE | TRUE | idk deployment | Deployment for IDK |  |  | CabledNodeDeploymentContext
BETA |  | DEP3 | USER_1 | MF_3 | LP3 | PDEV3 | TRUE | Platform Deployment | deployment of platform device 1 | TEMP1 |  | CabledNodeDeploymentContext | PDEV3.reference_designator:ShoreStnSite-ShoreStn-03-PDEV3, PDEV3.port_type:2, PDEV3.ip_address:0
R2_DEMO |  | DEP4 | USER_1 | MF_3 | LP4 | PDEV4 | FALSE | dep4 | deployment of platform device 2 | TEMP1 |  | CabledNodeDeploymentContext | PDEV4.reference_designator:ShoreStnSite-ShoreStn-04-PDEV4, PDEV4.port_type:2, PDEV4.ip_address:0
R2_DEMO | https://confluence.oceanobservatories.org/display/CIDev/Preload+Data+for+Deployments+1-3 | Deploy1 | USER_1 | MF_3 | D1PlatformSite1 | D1PlatformDevice1 | FALSE | deploy1 | test deployment 1 |  |  | CabledNodeDeploymentContext
R2_DEMO | https://confluence.oceanobservatories.org/display/CIDev/Preload+Data+for+Deployments+1-3 | Deploy2 | USER_1 | MF_3 | D2InstrumentSite1 | D2InstrumentDevice3 | FALSE | deploy2 | test deployment 2 |  |  | CabledNodeDeploymentContext
R2_DEMO | https://confluence.oceanobservatories.org/display/CIDev/Preload+Data+for+Deployments+1-3 | Deploy3 | USER_1 | MF_3 | D3InstrumentSite1 | D3InstrumentDevice4 | FALSE | deploy3 | test deployment 3 |  |  | CabledNodeDeploymentContext
R2_DEMO |  | EEDeploy1 | USER_1 | MF_3 | EEInstrumentSite | EEInstrumentDevice | TRUE | ee_deployment | test deployment for EE test R2 |  |  | CabledNodeDeploymentContext
R2_DEMO |  | DEP5 | USER_1 | MF_3 | LOGINS3 | ID4 | FALSE | dep5 | deployment of second device |  |  | CabledNodeDeploymentContext
PRESF |  | DEP8 | USER_1 | MF_3 | LOGINS8 | ID6 | TRUE | PRESF deployment | Demo Deployment of PRESF Instrument |  |  | CabledNodeDeploymentContext
PREST |  | DEP9 | USER_1 | MF_3 | LOGINS9 | ID9 | TRUE | PREST deployment | Demo Deployment of PREST Instrument |  |  | CabledNodeDeploymentContext
CTDBP |  | DEP10 | USER_1 | MF_3 | LOGINS10 | ID7 | TRUE | CTDBP deployment | Demo Deployment of CTDBP Instrument |  |  | CabledNodeDeploymentContext
TMPSF |  | DEP11 | USER_1 | MF_3 | LOGINS11 | ID15 | TRUE | TMPSF deployment | Demo deployment of TMPSF |  |  | CabledNodeDeploymentContext
VEL3D_B |  | DEP12 | USER_1 | MF_3 | LOGINS12 | ID16 | TRUE | VEL3D_B deployment | Demo deployment of VEL3D_B |  |  | CabledNodeDeploymentContext
OPTAA |  | DEP14 | USER_1 | MF_3 | LOGINS14 | ID19 | TRUE | OPTAA deployment | Demo deployment of OPTAA | TEMP1 |  | CabledNodeDeploymentContext
BETA |  | DEP15 | USER_1 | MF_3 | LP5 | PDEV5 | TRUE | CTDPF deployment | Demo deployment of CTDPF |  |  | RemotePlatformDeploymentContext
BETAX |  | DEP16 | USER_1 | MF_3 | LP6 | PDEV6 | TRUE | Glider Platform Deployment | deployment of Glider platform device 1 | TEMP1 |  | CabledNodeDeploymentContext
VEL3D_C |  | DEP17 | USER_1 | MF_3 | LOGINS17 | ID21 | TRUE | VEL3D_CD deployment | Demo deployment of VEL3D_CD |  |  | CabledNodeDeploymentContext
BETA |  | DEP22 | USER_1 | MF_3 | LP5 | PDEV5 | TRUE | Deployment of Wire following Profiler platform | Demo deployment of CTDPF | TEMP1 |  | CabledNodeDeploymentContext | PDEV5.reference_designator:LPX-ShoreStn-03-PD_BTST_RSN2, PDEV5.port_type:2, PDEV5.ip_address:0
RSN_OMS |  | DEP23 | USER_1 | MF_3 | LOGINS18 | ID23 | TRUE | RSN VEL3D Deployment | Demo deployment of RSN Vel3D device | TEMP1 |  | CabledInstrumentDeploymentContext | ID23.reference_designator:GA01SUMO-FI003-03-CTDMO0999, ID23.port_type:2, ID23.ip_address:0
GENG |  | DEP21 | USER_1 | MF_3 | LP6 | PDEV6 | TRUE | Global glider 01 engineering | Demo deployment of global glider 01 |  |  | RemotePlatformDeploymentContext
GENG |  | DEP24 | USER_1 | MF_3 | LP8 | PDEV7 | TRUE | Global glider 02 engineering | Demo deployment of global glider 02 |  |  | RemotePlatformDeploymentContext
GENG |  | DEP25 | USER_1 | MF_3 | LP9 | PDEV8 | TRUE | Global glider 03 engineering | Demo deployment of global glider 03 |  |  | RemotePlatformDeploymentContext
RSN_OMS |  | DEP26 | USER_1 | MF_3 | LP7 | PD_BTST_RSN2 | TRUE | RSN JBox Deployment | Demo deployment of RSN JBox device | TEMP1 |  | CabledInstrumentDeploymentContext | PD_BTST_RSN2.reference_designator:GA01SUMO-FI003-03-CTDMO0999, PD_BTST_RSN2.port_type:2, PD_BTST_RSN2.ip_address:0
Note on F16: Used to be LOGINS5, but changed to LOGINS3 to allow for testing of "make primary" -tampe

## ExternalDataProvider (hidden)
Scenario | ID | owner_id | lcstate | org_ids | contact_id | p/name | p/description | i/name | i/phone | i/email | i/website
STOP! | Changes to this doc can break the nose tests or interfere with test systems! BEFORE making changes, please read https://confluence.oceanobservatories.org/display/CIDev/Preload+development. AFTER making changes, please TEST, make a copy of this sheet, and commit the new URL to ion_loader.py!
NOSE | EDP_NOSE |  |  |  |  | Test Data Provider

## ExternalDataset (hidden)
Scenario | ID | owner_id | lcstate | org_ids | model_id | contact_id | ed/name | ed/description | data_sampling | parameters
STOP! | Changes to this doc can break the nose tests or interfere with test systems! BEFORE making changes, please read https://confluence.oceanobservatories.org/display/CIDev/Preload+development. AFTER making changes, please TEST, make a copy of this sheet, and commit the new URL to ion_loader.py!
DOC | [8 empty] | DatasetDescriptionDataSamplingEnum
NOSE | ED_NOSE_CTD |  |  |  | EDM_NOSE_CTD |  | Test External CTD Dataset |  | NONE

## ExternalDatasetAgent
Scenario | ID | owner_id | lcstate | org_ids | model_ids | stream_configurations | agent_default_config | eda/name | eda/description | eda/driver_version | eda/driver_uri | eda/driver_module | eda/driver_class
STOP! | Changes to this doc can break the nose tests or interfere with test systems! BEFORE making changes, please read https://confluence.oceanobservatories.org/display/CIDev/Preload+development. AFTER making changes, please TEST, make a copy of this sheet, and commit the new URL to ion_loader.py!
DOC |  |  |  |  | InstrumentModel or ExternalDatasetModel
OOIR2_DEMO | DART_CTDGV_M |  | DEPLOYED_AVAILABLE | MF_3,MF_CGSN,MF_EA | CTDGVM | SC107 | aparam_pubrate_config.ggldr_ctdgv_delayed:10 | CTDGV Dataset Agent | Dataset Agent for CTDGV glider instrument | 0.1.0 | http://sddevrepo.oceanobservatories.org/releases/dsd_glider_ctdgv-0.1.0-py2.7.egg | dsd_glider_ctdgv_0_1_0.mi.dataset.driver.moas.gl.ctdgv.driver | CTDGVDataSetDriver
NOSE | EDA_NOSE_CTD |  |  |  | IM_NOSE | SC_NOSE_EXT |  | Test CTD Dataset Agent |  | 0.0.8 | http://sddevrepo.oceanobservatories.org/releases/dsd_hypm_ctd-0.0.8-py2.7.egg | dsd_hypm_ctd_0_0_8.mi.dataset.driver.hypm.ctd.driver | HypmCTDPFDataSetDriver
CTDPF | EDA1 |  | DEPLOYED_AVAILABLE | MF_3 | IM16 | SC106 | aparam_pubrate_config.ctdpf_parsed:10 | CTDPF Dataset Agent | Dataset Agent for CTDPF instrument | 0.0.8 | http://sddevrepo.oceanobservatories.org/releases/dsd_hypm_ctd-0.0.8-py2.7.egg | dsd_hypm_ctd_0_0_8.mi.dataset.driver.hypm.ctd.driver | HypmCTDPFDataSetDriver
CTDGV | EDA2 |  | DEPLOYED_AVAILABLE | MF_3 | IM18 | SC107 | aparam_pubrate_config.ggldr_ctdgv_delayed:10 | CTDGV Dataset Agent | Dataset Agent for CTDGV glider instrument | 0.1.1 | http://sddevrepo.oceanobservatories.org/releases/dsd_glider_ctdgv-0.1.1-py2.7.egg | dsd_glider_ctdgv_0_1_1.mi.dataset.driver.moas.gl.ctdgv.driver | CTDGVDataSetDriver
DOSTA | EDA3 |  | DEPLOYED_AVAILABLE | MF_3 | IM19 | SC108 | aparam_pubrate_config.ggldr_dosta_delayed:10 | DOSTA Dataset Agent | Dataset Agent for DOSTA glider instrument | 0.0.4 | http://sddevrepo.oceanobservatories.org/releases/dsd_glider_dosta-0.0.4-py2.7.egg | dsd_glider_dosta_0_0_4.mi.dataset.driver.moas.gl.dosta.driver | DOSTADataSetDriver
GENG | EDA4 |  | DEPLOYED_AVAILABLE | MF_3 | PM17 | SC109 | aparam_pubrate_config.ggldr_eng_delayed:10 | GENG Dataset Agent | Dataset Agent for Global Glider platform | 0.0.4 | http://sddevrepo.oceanobservatories.org/releases/dsd_glider_engineering-0.0.4-py2.7.egg | dsd_glider_engineering_0_0_4.mi.dataset.driver.moas.gl.engineering.driver | EngDataSetDriver
FLORD | EDA5 |  | DEPLOYED_AVAILABLE | MF_3 | IM20 | SC110 | aparam_pubrate_config.ggldr_flord_delayed:10 | FLORD Dataset Agent | Dataset Agent for FLORD glider instrument | 0.0.4 | http://sddevrepo.oceanobservatories.org/releases/dsd_glider_flord-0.0.4-py2.7.egg | dsd_glider_flord_0_0_4.mi.dataset.driver.moas.gl.flord.driver | FLORDDataSetDriver
SP_MFLM | EDA6 |  | DEPLOYED_AVAILABLE | MF_3 | IM21 | SC117 | aparam_pubrate_config.dostad_parsed:10 | SP MFLM DOSTA Dataset Agent | Dataset Agent for SP MFLM DOSTA instrument | 0.0.4 | http://sddevrepo.oceanobservatories.org/releases/dsd_mflm_dosta-0.0.4-py2.7.egg | dsd_mflm_dosta_0_0_4.mi.dataset.driver.mflm.dosta.driver | MflmDOSTADDataSetDriver
SP_MFLM | EDA7 |  | DEPLOYED_AVAILABLE | MF_3 | IM22 | SC118 | aparam_pubrate_config.flortd_parsed:10 | SP MFLM FLORT Dataset Agent | Dataset Agent for SP MFLM FLORT instrument | 0.0.2 | http://sddevrepo.oceanobservatories.org/releases/dsd_mflm_flort-0.0.2-py2.7.egg | dsd_mflm_flort_0_0_2.mi.dataset.driver.mflm.flort.driver | MflmFLORTDDataSetDriver
SP_MFLM | EDA8 |  | DEPLOYED_AVAILABLE | MF_3 | IM23 | SC119 | aparam_pubrate_config.ctdmo_parsed:10 | SP MFLM CTDMO Dataset Agent | Dataset Agent for SP MFLM CTDMO instrument | 0.0.4 | http://sddevrepo.oceanobservatories.org/releases/dsd_mflm_ctd-0.0.4-py2.7.egg | dsd_mflm_ctd_0_0_4.mi.dataset.driver.mflm.ctd.driver | MflmCTDMODataSetDriver
SP_MFLM | EDA9 |  | DEPLOYED_AVAILABLE | MF_3 | IM24 | SC120 | aparam_pubrate_config.adcp_parsed:10 | SP MFLM ADCP Dataset Agent | Dataset Agent for SP MFLM ADCP instrument | 0.0.2 | http://sddevrepo.oceanobservatories.org/releases/dsd_mflm_adcp-0.0.2-py2.7.egg | dsd_mflm_adcp_0_0_2.mi.dataset.driver.mflm.adcp.driver | MflmADCPSDataSetDriver
SP_MFLM | EDA10 |  | DEPLOYED_AVAILABLE | MF_3 | IM25 | SC121 | aparam_pubrate_config.phsen_parsed:10 | SP MFLM PHSEN Dataset Agent | Dataset Agent for SP MFLM PHSEN instrument | 0.0.2 | http://sddevrepo.oceanobservatories.org/releases/dsd_mflm_phsen-0.0.2-py2.7.egg | dsd_mflm_phsen_0_0_2.mi.dataset.driver.mflm.phsen.driver | MflmPHSENDataSetDriver

## ExternalDatasetAgentInstance
Scenario | Confluence | ID | owner_id | org_ids | agent_id | dataset_id | device_id | ai/name | ai/description | driver_config | harvester_config | parser_config | records_per_granule
STOP! | Changes to this doc can break the nose tests or interfere with test systems! BEFORE making changes, please read https://confluence.oceanobservatories.org/display/CIDev/Preload+development. AFTER making changes, please TEST, make a copy of this sheet, and commit the new URL to ion_loader.py!
DOC |  |  |  |  | ID of ExternalDatasetAgent | ID of ExternalDataset | ID of InstrumentDevice or PlatformDevice |  |  | additonal key/value pairs for stream_config |  |  | max number of records per granule
OOIR2_DEMOdel |  | EDAI_BTST_GLCTD |  | MF_3 | DART_CTDGV_M |  | ID_BTST_GLCTD | CTDGV Dataset Agent Instance |  |  | directory: /tmp/dsatest, pattern: unit*.mrg |  | 50
NOSE |  | EDAI_NOSE_CTD |  |  | EDA_NOSE_CTD |  | ID_TEST | Test External CTD Agent Instance |  | key1: value1 | directory: test_data, pattern: C*.DAT |  | 50
CTDPF |  | EDAI1 | USER_1 | MF_3 | EDA1 |  | ID22 | CTDPF Dataset Agent Instance |  |  | directory: /tmp/dsatest, pattern: DAT*.txt |  | 50
GENG |  | EDAI4 | USER_1 | MF_3 | EDA4 |  | PDEV6 | GENG01 Dataset Agent Instance |  |  | directory: /whoi/cg_whoi/OMC/GP05MOAS-GL001/D00001/merged-from-glider, pattern: unit*.mrg |  | 50
CTDGV |  | EDAI2 | USER_1 | MF_3 | EDA2 |  | ID24 | CTDGV01 Dataset Agent Instance |  |  | directory: /whoi/cg_whoi/OMC/GP05MOAS-GL001/D00001/merged-from-glider, pattern: unit*.mrg |  | 50
DOSTA |  | EDAI3 | USER_1 | MF_3 | EDA3 |  | ID25 | DOSTA01 Dataset Agent Instance |  |  | directory: /whoi/cg_whoi/OMC/GP05MOAS-GL001/D00001/merged-from-glider, pattern: unit*.mrg |  | 50
FLORD |  | EDAI5 | USER_1 | MF_3 | EDA5 |  | ID26 | FLORD01 Dataset Agent Instance |  |  | directory: /whoi/cg_whoi/OMC/GP05MOAS-GL001/D00001/merged-from-glider, pattern: unit*.mrg |  | 50
GENG |  | EDAI8 | USER_1 | MF_3 | EDA4 |  | PDEV7 | GENG02 Dataset Agent Instance |  |  | directory: /whoi/cg_whoi/OMC/GP05MOAS-GL002/D00001/merged-from-glider, pattern: unit*.mrg |  | 50
CTDGV |  | EDAI6 | USER_1 | MF_3 | EDA2 |  | ID28 | CTDGV02 Dataset Agent Instance |  |  | directory: /whoi/cg_whoi/OMC/GP05MOAS-GL002/D00001/merged-from-glider, pattern: unit*.mrg |  | 50
DOSTA |  | EDAI7 | USER_1 | MF_3 | EDA3 |  | ID29 | DOSTA02 Dataset Agent Instance |  |  | directory: /whoi/cg_whoi/OMC/GP05MOAS-GL002/D00001/merged-from-glider, pattern: unit*.mrg |  | 50
FLORD |  | EDAI9 | USER_1 | MF_3 | EDA5 |  | ID30 | FLORD02 Dataset Agent Instance |  |  | directory: /whoi/cg_whoi/OMC/GP05MOAS-GL002/D00001/merged-from-glider, pattern: unit*.mrg |  | 50
GENG |  | EDAI12 | USER_1 | MF_3 | EDA4 |  | PDEV8 | GENG03 Dataset Agent Instance |  |  | directory: /whoi/cg_whoi/OMC/GP05MOAS-GL003/D00001/merged-from-glider, pattern: unit*.mrg |  | 50
CTDGV |  | EDAI10 | USER_1 | MF_3 | EDA2 |  | ID31 | CTDGV03 Dataset Agent Instance |  |  | directory: /whoi/cg_whoi/OMC/GP05MOAS-GL003/D00001/merged-from-glider, pattern: unit*.mrg |  | 50
DOSTA |  | EDAI11 | USER_1 | MF_3 | EDA3 |  | ID32 | DOSTA03 Dataset Agent Instance |  |  | directory: /whoi/cg_whoi/OMC/GP05MOAS-GL003/D00001/merged-from-glider, pattern: unit*.mrg |  | 50
FLORD |  | EDAI13 | USER_1 | MF_3 | EDA5 |  | ID33 | FLORD03 Dataset Agent Instance |  |  | directory: /whoi/cg_whoi/OMC/GP05MOAS-GL003/D00001/merged-from-glider, pattern: unit*.mrg |  | 50
SP_MFLM |  | EDAI14 | USER_1 | MF_3 | EDA6 |  | ID34 | SP MFLM A DOSTA Dataset Agent Instance |  |  | directory: /tmp/dsatest, pattern: node59p1.dat |  | 50
SP_MFLM |  | EDAI15 | USER_1 | MF_3 | EDA7 |  | ID35 | SP MFLM A FLORT Dataset Agent Instance |  |  | directory: /tmp/dsatest, pattern: node59p1.dat |  | 50
SP_MFLM |  | EDAI16 | USER_1 | MF_3 | EDA8 |  | ID36 | SP MFLM A CTDMO-01 Dataset Agent Instance |  |  | directory: /tmp/dsatest, pattern: node59p1.dat | inductive_id:55 | 50
SP_MFLM |  | EDAI17 | USER_1 | MF_3 | EDA8 |  | ID37 | SP MFLM A CTDMO-02 Dataset Agent Instance |  |  | directory: /tmp/dsatest, pattern: node59p1.dat | inductive_id:21 | 50
SP_MFLM |  | EDAI18 | USER_1 | MF_3 | EDA8 |  | ID38 | SP MFLM A CTDMO-03 Dataset Agent Instance |  |  | directory: /tmp/dsatest, pattern: node59p1.dat | inductive_id:16 | 50
SP_MFLM |  | EDAI19 | USER_1 | MF_3 | EDA8 |  | ID39 | SP MFLM A CTDMO-04 Dataset Agent Instance |  |  | directory: /tmp/dsatest, pattern: node59p1.dat | inductive_id:17 | 50
SP_MFLM |  | EDAI20 | USER_1 | MF_3 | EDA8 |  | ID40 | SP MFLM A CTDMO-05 Dataset Agent Instance |  |  | directory: /tmp/dsatest, pattern: node59p1.dat | inductive_id:22 | 50
SP_MFLM |  | EDAI21 | USER_1 | MF_3 | EDA8 |  | ID41 | SP MFLM A CTDMO-06 Dataset Agent Instance |  |  | directory: /tmp/dsatest, pattern: node59p1.dat | inductive_id:63 | 50
SP_MFLM |  | EDAI22 | USER_1 | MF_3 | EDA8 |  | ID42 | SP MFLM A CTDMO-07 Dataset Agent Instance |  |  | directory: /tmp/dsatest, pattern: node59p1.dat | inductive_id:66 | 50
SP_MFLM |  | EDAI23 | USER_1 | MF_3 | EDA8 |  | ID43 | SP MFLM A CTDMO-08 Dataset Agent Instance |  |  | directory: /tmp/dsatest, pattern: node59p1.dat | inductive_id:58 | 50
SP_MFLM |  | EDAI24 | USER_1 | MF_3 | EDA8 |  | ID44 | SP MFLM A CTDMO-09 Dataset Agent Instance |  |  | directory: /tmp/dsatest, pattern: node59p1.dat | inductive_id:65 | 50
SP_MFLM |  | EDAI25 | USER_1 | MF_3 | EDA8 |  | ID45 | SP MFLM A CTDMO-10 Dataset Agent Instance |  |  | directory: /tmp/dsatest, pattern: node59p1.dat | inductive_id:59 | 50
SP_MFLM |  | EDAI26 | USER_1 | MF_3 | EDA8 |  | ID46 | SP MFLM A CTDMO-11 Dataset Agent Instance |  |  | directory: /tmp/dsatest, pattern: node59p1.dat | inductive_id:64 | 50
SP_MFLM |  | EDAI27 | USER_1 | MF_3 | EDA8 |  | ID47 | SP MFLM A CTDMO-12 Dataset Agent Instance |  |  | directory: /tmp/dsatest, pattern: node59p1.dat | inductive_id:53 | 50
SP_MFLM |  | EDAI28 | USER_1 | MF_3 | EDA9 |  | ID48 | SP MFLM A ADCPS Dataset Agent Instance |  |  | directory: /tmp/dsatest, pattern: node59p1.dat |  | 50
SP_MFLM |  | EDAI29 | USER_1 | MF_3 | EDA10 |  | ID49 | SP MFLM A PHSEN Dataset Agent Instance |  |  | directory: /tmp/dsatest, pattern: node59p1.dat |  | 50
SP_MFLM |  | EDAI30 | USER_1 | MF_3 | EDA6 |  | ID50 | SP MFLM B DOSTA Dataset Agent Instance |  |  | directory: /tmp/dsatest, pattern: node59p1.dat |  | 50
SP_MFLM |  | EDAI31 | USER_1 | MF_3 | EDA7 |  | ID51 | SP MFLM B FLORT Dataset Agent Instance |  |  | directory: /tmp/dsatest, pattern: node59p1.dat |  | 50
SP_MFLM |  | EDAI32 | USER_1 | MF_3 | EDA8 |  | ID52 | SP MFLM B CTDMO-01 Dataset Agent Instance |  |  | directory: /tmp/dsatest, pattern: node59p1.dat | inductive_id:55 | 50
SP_MFLM |  | EDAI33 | USER_1 | MF_3 | EDA8 |  | ID53 | SP MFLM B CTDMO-02 Dataset Agent Instance |  |  | directory: /tmp/dsatest, pattern: node59p1.dat | inductive_id:21 | 50
SP_MFLM |  | EDAI34 | USER_1 | MF_3 | EDA8 |  | ID54 | SP MFLM B CTDMO-03 Dataset Agent Instance |  |  | directory: /tmp/dsatest, pattern: node59p1.dat | inductive_id:16 | 50
SP_MFLM |  | EDAI35 | USER_1 | MF_3 | EDA8 |  | ID55 | SP MFLM B CTDMO-04 Dataset Agent Instance |  |  | directory: /tmp/dsatest, pattern: node59p1.dat | inductive_id:17 | 50
SP_MFLM |  | EDAI36 | USER_1 | MF_3 | EDA8 |  | ID56 | SP MFLM B CTDMO-05 Dataset Agent Instance |  |  | directory: /tmp/dsatest, pattern: node59p1.dat | inductive_id:22 | 50
SP_MFLM |  | EDAI37 | USER_1 | MF_3 | EDA8 |  | ID57 | SP MFLM B CTDMO-06 Dataset Agent Instance |  |  | directory: /tmp/dsatest, pattern: node59p1.dat | inductive_id:63 | 50
SP_MFLM |  | EDAI38 | USER_1 | MF_3 | EDA8 |  | ID58 | SP MFLM B CTDMO-07 Dataset Agent Instance |  |  | directory: /tmp/dsatest, pattern: node59p1.dat | inductive_id:66 | 50
SP_MFLM |  | EDAI39 | USER_1 | MF_3 | EDA8 |  | ID59 | SP MFLM B CTDMO-08 Dataset Agent Instance |  |  | directory: /tmp/dsatest, pattern: node59p1.dat | inductive_id:58 | 50
SP_MFLM |  | EDAI40 | USER_1 | MF_3 | EDA8 |  | ID60 | SP MFLM B CTDMO-09 Dataset Agent Instance |  |  | directory: /tmp/dsatest, pattern: node59p1.dat | inductive_id:65 | 50
SP_MFLM |  | EDAI41 | USER_1 | MF_3 | EDA8 |  | ID61 | SP MFLM B CTDMO-10 Dataset Agent Instance |  |  | directory: /tmp/dsatest, pattern: node59p1.dat | inductive_id:59 | 50
SP_MFLM |  | EDAI42 | USER_1 | MF_3 | EDA8 |  | ID62 | SP MFLM B CTDMO-11 Dataset Agent Instance |  |  | directory: /tmp/dsatest, pattern: node59p1.dat | inductive_id:64 | 50
SP_MFLM |  | EDAI43 | USER_1 | MF_3 | EDA8 |  | ID63 | SP MFLM B CTDMO-12 Dataset Agent Instance |  |  | directory: /tmp/dsatest, pattern: node59p1.dat | inductive_id:53 | 50
SP_MFLM |  | EDAI44 | USER_1 | MF_3 | EDA9 |  | ID64 | SP MFLM B ADCPS Dataset Agent Instance |  |  | directory: /tmp/dsatest, pattern: node59p1.dat |  | 50
SP_MFLM |  | EDAI45 | USER_1 | MF_3 | EDA10 |  | ID65 | SP MFLM B PHSEN Dataset Agent Instance |  |  | directory: /tmp/dsatest, pattern: node59p1.dat |  | 50

## ExternalDatasetModel (hidden)
Scenario | ID | owner_id | lcstate | org_ids | edm/name | edm/description | edm/dataset_type
STOP! | Changes to this doc can break the nose tests or interfere with test systems! BEFORE making changes, please read https://confluence.oceanobservatories.org/display/CIDev/Preload+development. AFTER making changes, please TEST, make a copy of this sheet, and commit the new URL to ion_loader.py!
NOSE | EDM_NOSE_CTD |  |  |  | Test External CTD Dataset Model |  | nose_ctd_stream

## InstrumentAgent
Scenario | ID | owner_id | lcstate | org_ids | instrument_model_ids | ia/name | ia/description | ia/agent_version | ia/driver_uri | ia/driver_module | ia/driver_class | stream_configurations | agent_default_config
STOP! | Changes to this doc can break the nose tests or interfere with test systems! BEFORE making changes, please read https://confluence.oceanobservatories.org/display/CIDev/Preload+development. AFTER making changes, please TEST, make a copy of this sheet, and commit the new URL to ion_loader.py! | [10 empty] | [0] must be raw, [1] must be parsed, then engineering
OOIR2_DEMO | IA_XSBE37_A |  | DEPLOYED_AVAILABLE |  | IM_SBE37_1 | SBE37SMP Instrument Agent for SBE37 Bench | Seabird 37 CTD Instrument Agent | 0.3 | http://sddevrepo.oceanobservatories.org/releases/seabird_sbe37smb_ooicore-0.1.3-py2.7.egg |  |  | SC1,SC2 | aparam_pubrate_config:0
OOIR2_DEMO | IA_XSBE37_B |  | DEPLOYED_AVAILABLE |  | IM_SBE37 | SBE37SMP Instrument Agent for CTD Simulator | Seabird 37 CTD Instrument Agent | 0.3 | http://sddevrepo.oceanobservatories.org/releases/seabird_sbe37smb_ooicore-0.1.3-py2.7.egg |  |  | SC1,SC84 | aparam_pubrate_config:0
NOSE | IA1N | USER_1 | DEPLOYED_AVAILABLE | MF_TEST | IM_NOSE | Test instrumentAgent | For nose tests | 0.5 | http://sddevrepo.oceanobservatories.org/releases/seabird_sbe37smb_ooicore-0.1.3-py2.7.egg |  |  | SC1,SC2 | aparam_pubrate_config:0
BETA | IA2 | USER_1 | DEPLOYED_AVAILABLE | MF_3 | IM2 | SBE37SMP Instrument Agent | Seabird 37 CTD Instrument Agent | 0.3 | http://sddevrepo.oceanobservatories.org/releases/seabird_sbe37smb_ooicore-0.1.3-py2.7.egg |  |  | SC1,SC2 | aparam_pubrate_config:0
BETA | IA13 | USER_1 | DEPLOYED_AVAILABLE | MF_3 | IM2 | SBE37SMP Instrument Agent | Seabird 37 CTD Instrument Agent | 0.3 | http://sddevrepo.oceanobservatories.org/releases/seabird_sbe37smb_ooicore-0.1.3-py2.7.egg |  |  | SC1,SC84 | aparam_pubrate_config.raw:10, aparam_pubrate_config.optaa_sample:10, aparam_pubrate_config.optaa_status:10
PRESF | IA4 | USER_1 | DEPLOYED_AVAILABLE | MF_3 | IM5 | PRESF Instrument Agent | SBE 26plus | 0.8 | http://sddevrepo.oceanobservatories.org/releases/seabird_sbe26plus_ooicore-0.0.8-py2.7.egg |  |  | SC1,SC4,SC10,SC11,SC65,SC66 | aparam_pubrate_config:0
CTDBP | IA5 | USER_1 | DEPLOYED_AVAILABLE | MF_3 | IM6 | CTDBP Instrument Agent | CTD for SBE16plusV2 Strain Gauge, no external instruments | 0.5 | http://sddevrepo.oceanobservatories.org/releases/seabird_sbe16plus_v2_ooicore-0.0.6-py2.7.egg | mi.instrument.seabird.sbe16plus_v2.ooicore.driver | InstrumentDriver | SC1,SC13,SC14,SC15 | aparam_pubrate_config:0
PREST | IA7 | USER_1 | DEPLOYED_AVAILABLE | MF_3 | IM8 | PREST Instrument Agent | SBE 54 Tsunami Pressure Sensor | 0.1 | http://sddevrepo.oceanobservatories.org/releases/seabird_sbe54tps_ooicore-0.1.3-py2.7.egg | mi.instrument.seabird.sbe54tps.ooicore.driver | InstrumentDriver | SC1,SC27,SC28,SC29,SC30,SC31,SC32 | aparam_pubrate_config:0
DEVS | IA3 | USER_1 | DEPLOYED_AVAILABLE | MF_3 | IM4 | PARAD Instrument Agent |  | 0.1 |  | mi.instrument.satlantic.par_ser_600m.ooicore.driver | InstrumentDriver | SC1,SC3 | aparam_pubrate_config:0
DEVS | IA8 | USER_1 | DEPLOYED_AVAILABLE | MF_3 | IM9 | VELPT Instrument Agent | Aquadopp Current Meters | 0.1 |  | mi.instrument.nortek.aquadopp.ooicore.driver | InstrumentDriver | SC1,SC7 | aparam_pubrate_config:0
DEVS | IA6 | USER_1 | DEPLOYED_AVAILABLE | MF_3 | IM7 | TRHPH Instrument Agent | Temperature and Resistivity Probe | 0.1 |  | mi.instrument.uw.bars.ooicore.driver | ooicoreInstrumentDriver | SC1,SC22 | aparam_pubrate_config:0
DEVS | IA9 | USER_1 | DEPLOYED_AVAILABLE | MF_3 | IM10 | NUTNR Instrument Agent | Satlantic ISUS V3 Nitrate Sensor | 0.1 |  | mi.instrument.satlantic.isusv3.ooicore.driver | InstrumentDriver | SC1,SC8 | aparam_pubrate_config:0
XXX | IDK_AGENT | IDK_USER | DEPLOYED_AVAILABLE | IDK_ORG | IDK_MODEL | IDK Agent | Placeholder definition for IDK definition of instrument driver | 0.1 |  | UNKNOWN | InstrumentDriver | IDK_SC_RAW,IDK_SC_PARSED | aparam_pubrate_config:0
xxx | xxx | USER_1 | DEPLOYED_AVAILABLE | MF_3 | IM2 | SBE37SMP Instrument Omelette | Seabird 37 CTD Instrument Agent | 0.2 | http://sddevrepo.oceanobservatories.org/releases/seabird_sbe37smb_ooicore-0.1.3-py2.7.egg | mi.instrument.seabird.sbe37smb.ooicore.driver | SBE37Driver | SC1,SC2 | aparam_pubrate_config:0
TMPSF | IA11 | USER_1 | DEPLOYED_AVAILABLE | MF_3 | IM11 | TMPSF agent | TMPSF | 0.3 | http://sddevrepo.oceanobservatories.org/releases/rbr_xr_420_thermistor_24_ooicore-0.0.3-py2.7.egg |  |  | SC1,SC81,SC82 | aparam_pubrate_config:0
VEL3D_B | IA12 | USER_1 | DEPLOYED_AVAILABLE | MF_3 | IM12 | VEL3D_B agent | VEL3D_B Agent | 0.1 | http://sddevrepo.oceanobservatories.org/releases/nobska_mavs4_ooicore-0.1.0-py2.7.egg |  |  | SC1,SC25,SC26 | aparam_pubrate_config.raw:5, aparam_pubrate_config.vel3d_b_sample:5
OPTAA | IA15 | USER_1 | DEPLOYED_AVAILABLE | MF_3 | IM13 | OPTAA agent | Agent for Optical Attenuation and Absorption Instrument (OPTAA) | 0.3 | http://sddevrepo.oceanobservatories.org/releases/wetlabs_ac_s_ooicore-0.0.3-py2.7.egg | mi.instrument.wetlabs.ac_s.ooicore.driver | InstrumentDriver | SC1,SC49,SC50 | aparam_pubrate_config.raw:10, aparam_pubrate_config.optaa_sample:10, aparam_pubrate_config.optaa_status:10
METBK | IA16 | USER_1 | DEPLOYED_AVAILABLE | MF_3 |  | METBK Agent | Bulk Meteorology measurements | 0.1 | http://sddevrepo.oceanobservatories.org/releases/star_asimet_bulkmet_metbk_a-0.0.1-py2.7.egg | mi.instrument.star_asimet.bulkmet.metbk_a.driver' | InstrumentDriver |  | aparam_pubrate_config:0
VEL3D_C | IA17 | USER_1 | DEPLOYED_AVAILABLE | MF_3 | IM15 | VEL3D_CD agent | VEL3D_CD Agent | 0.1 | http://sddevrepo.oceanobservatories.org:/var/www/html/releases/nortek_vector_ooicore-0.0.7-py2.7.egg | mi.instrument.nortek.vector.ooicore.driver | InstrumentDriver | SC1,SC46,SC47,SC48,SC56,SC57,SC58,SC59,SC60,SC61 | aparam_pubrate_config.raw:5, aparam_pubrate_config.vel3d_cd_velocity_data:5
BETA | IA18 | USER_1 | DEPLOYED_AVAILABLE | MF_3 | IM17 | VEL3D_B agent | VEL3D_B Agent | 0.1 | http://sddevrepo.oceanobservatories.org/releases/nobska_mavs4_ooicore-0.1.0-py2.7.egg |  |  | SC1,SC25,SC26 | aparam_pubrate_config.raw:5, aparam_pubrate_config.vel3d_b_sample:5

## InstrumentAgentInstance
Scenario | Confluence | ID | owner_id | org_ids | instrument_agent_id | instrument_device_id | iai/name | iai/description | comms_device_address | comms_device_port | comms_server_address | comms_server_port | comms_server_cmd_port | alerts | startup_config | agent_config | comment
STOP! | Changes to this doc can break the nose tests or interfere with test systems! BEFORE making changes, please read https://confluence.oceanobservatories.org/display/CIDev/Preload+development. AFTER making changes, please TEST, make a copy of this sheet, and commit the new URL to ion_loader.py!
DOC | [8 empty] | used by port agent to reach instrument | used by port agent to reach instrument | used in instrument driver and platform agent to reach port agent | used by instrument driver for data communications with port agent | used by instrument driver and platform agent for control of the port agent | Simple dict | Simple dict
OOIR2_ALPHA |  | IAI_BTST_SBE37 | USER_1 | MF_3 | IA_XSBE37_A | ID_BTST_SBE37 | SBE37SMP Agent Instance |  | 69.196.56.182 | 4001 | rsn-port-agent-test.oceanobservatories.org | 13013 | 12013 | A_LATE
OOIR2_ALPHA |  | IAI_BTST_CTDSIM0 | USER_1 | MF_3 | IA_XSBE37_B | ID_BTST_CTDSIM0 | CTD Simulator Alpha Agent Instance |  | sbe37-simulator.oceanobservatories.org | 4001 | rsn-port-agent-test.oceanobservatories.org | 13000 | 12000 | A_LATE
OOIR2_BETA |  | IAI_BTST_CTDSIM0 | USER_1 | MF_3 | IA_XSBE37_B | ID_BTST_CTDSIM0 | CTD Simulator Beta Agent Instance |  | sbe37-simulator.oceanobservatories.org | 4001 | rsn-port-agent-test.oceanobservatories.org | 13002 | 12002 | A_LATE
OOIR2_LOCAL | for localhost port agent (instead of ALPHA/BETA) | IAI_BTST_CTDSIM0 | USER_1 | MF_3 | IA_XSBE37_B | ID_BTST_CTDSIM0 | CTD Simulator Alpha Agent Instance |  | sbe37-simulator.oceanobservatories.org | 4008 | localhost | 8890 | 9000 | A_LATE
OOIR2_CTDBP | https://confluence.oceanobservatories.org/display/CIDev/MIO+VPN+Access | IAI_CTDBP1 | USER_1 | MF_3 | IA_CTDBP_CDEF |  |  | SBE16plusV2 CTD | ciports1-4.whoi.edu | 2104 | rsn-port-agent-test.oceanobservatories.org | 13007 | 12007 | A_LATE
IDK |  | IDK_AGENT_INSTANCE | IDK_USER | IDK_ORG | UNKNOWN | IDK_DEVICE | IDK Agent Instance |  | UNKNOWN | UNKNOWN | localhost | UNKNOWN | UNKNOWN
NOSE |  | IAI1N |  | MF_TEST | IA1N | ID_TEST | Test InstrumentAgentInstance | For preload nosetest |  | 11 |  | 22 | 33 | NOSE_ALARM, NOSE_ALARM2 | PARAMETERS.TXWAVESTATS: False, PARAMETERS.TXREALTIME: True, PARAMETERS.TXWAVEBURST: false, SCHEDULER.ACQUIRE_STATUS: {}, SCHEDULER.CLOCK_SYNC: 48.2, SCHEDULER.VERSION.number: 3.0
BETA |  | IAI13 | USER_1 | MF_3 | IA13 | ID12 | SBE37SMP Agent Instance |  | 69.196.56.182 | 4001 | rsn-port-agent-test.oceanobservatories.org | 13013 | 12013 | A_LATE
BETA |  | IAI16 | USER_1 | MF_3 | IA13 | ID17 | Simulator Demo Agent Instance |  | sbe37-simulator.oceanobservatories.org | 4003 | localhost | 8889 | 9002
R2_DEMO_X |  | IAI3 | USER_1 | MF_3 | IA13 | ID3 | CTD Simulator 1 Demo Agent Instance |  | sbe37-simulator.oceanobservatories.org | 4001 | localhost | 8890 | 9000
R2_DEMO |  | IAI3 | USER_1 | MF_3 | IA13 | ID3 | CTD Simulator 1 Demo Agent Instance |  | sbe37-simulator.oceanobservatories.org | 4008 | localhost | 8890 | 9000 | A_TEMP, A_LATE
R2_DEMO |  | IAI4 | USER_1 | MF_3 | IA13 | ID4 | CTD Simulator 2 Demo Agent Instance |  | sbe37-simulator.oceanobservatories.org | 4009 | localhost | 8888 | 9001
R2_DEMO |  | IAI20 | USER_1 | MF_3 | IA2 | EEInstrumentDevice | CTD Agent Instance for end to end R2 test |  | sbe37-simulator.oceanobservatories.org | 4001 | localhost | 8886 | 9002
DEVS | https://confluence.oceanobservatories.org/display/CIDev/MIO+VPN+Access | IAI6 | USER_1 | MF_3 | IA3 | ID5 | PARAD | PAR-SER-600m | 10.180.80.179 | 2101 | rsn-port-agent-test.oceanobservatories.org | 13009 | 12009
DEVS | https://confluence.oceanobservatories.org/display/CIDev/MIO+VPN+Access | IAI9 | USER_1 | MF_3 | IA6 | ID8 | TRHPH | Temperature and Resistivity Probe | 10.180.80.172 | 2101 | rsn-port-agent-test.oceanobservatories.org | 13008 | 12008
DEVS | https://confluence.oceanobservatories.org/display/CIDev/MIO+VPN+Access | IAI11 | USER_1 | MF_3 | IA8 | ID10 | VELPT | Aquadopp Current Meters | ciports1-4.whoi.edu | 2103 | rsn-port-agent-test.oceanobservatories.org | 13010 | 12010
DEVS | https://confluence.oceanobservatories.org/display/CIDev/MIO+VPN+Access | IAI12 | USER_1 | MF_3 | IA9 | ID11 | NUTNR | Satlantic ISUS V3 Nitrate Sensor | 69.196.56.182 | 4002 | rsn-port-agent-test.oceanobservatories.org | 13011 | 12011
PRESF | https://confluence.oceanobservatories.org/display/CIDev/MIO+VPN+Access | IAI7 | USER_1 | MF_3 | IA4 | ID6 | PRESF | SeaBird 26plus Pressure Sensor | 10.180.80.185 | 2101 | rsn-port-agent-test.oceanobservatories.org | 13005 | 12005 | A_LATE
CTDBP | https://confluence.oceanobservatories.org/display/CIDev/MIO+VPN+Access | IAI8 | USER_1 | MF_3 | IA5 | ID7 | CTDBP | SBE16plusV2 CTD | ciports1-4.whoi.edu | 2104 | port-agent.oceanobservatories.org | 13007 | 12007 | A_LATE
PREST | https://confluence.oceanobservatories.org/display/CIDev/MIO+VPN+Access | IAI10 | USER_1 | MF_3 | IA7 | ID9 | PREST | SBE 54 Tsunami Pressure Sensor | 10.180.80.170 | 2101 | rsn-port-agent-test.oceanobservatories.org | 13012 | 12012 | PREST_LATE_W, PREST_LATE_E |  |  | scheduler.configuration_data: {},scheduler.status_data: {},scheduler.acquire_status: {},scheduler.hardware_data: {},scheduler.event_counter: {},scheduler.clock_sync: {},parameters.enablealerts: 1,parameters.enablealerts.batterytype: 1,parameters.enablealerts.batterytype.sampleperiod: 15
TMPSF |  | IAI14 | USER_1 | MF_3 | IA11 | ID15 | TMPSF Agent Instance | TMPSF Instrument Agent Instance | 10.180.80.169 | 2101 | rsn-port-agent-test.oceanobservatories.org | 13014 | 12014 | A_LATE
VEL3D_B |  | IAI15 | USER_1 | MF_3 | IA12 | ID16 | vel3d_b Agent Instance | VEL3D_B Instrument Agent Instance | ciports5-8.whoi.edu | 2108 | rsn-port-agent-test.oceanobservatories.org | 13015 | 12015 | A_LATE
OPTAA |  | IAI18 | USER_1 | MF_3 | IA15 | ID19 | OPTAA Agent Instance | Agent Instance for Optical Attenuation and Absorption Instrument (OPTAA) | ciports9-12.whoi.edu | 2111 | rsn-port-agent-test.oceanobservatories.org | 13006 | 12006 | A_LATE
METBK |  | IAI19 | USER_1 | MF_3 | IA16 | ID20 | METBK Agent Instance | Agent Instance for Bulk Meteorology measurements (METBK) | ciport3.whoi.edu | 2001 | rsn-port-agent-test.oceanobservatories.org | 13016 | 12016 | A_LATE
VEL3D_C |  | IAI20 | USER_1 | MF_3 | IA17 | ID21 | VEL3D_CD Agent Instance | VEL3D_CD Instrument Agent Instance | 172.22.72.12 | 2102 | rsn-port-agent-test.oceanobservatories.org | 13017 | 12017 | A_LATE
RSN_OMS |  | IAI21 | USER_1 | MF_3 | IA18 | ID23 | RSN VEL3D_B Agent Instance | VEL3D Instrument Agent Instance attached to RSN JBox | 10.180.80.6 | 2101 | rsn-port-agent-test.oceanobservatories.org | 13018 | 12018 | A_LATE
Note on K15: used to be 4002, but changed to 4009 for failure testing -tampe
Note on C14: Duplicate key IAI3, recommend new key -Lucas Campbell
Note on C16: Duplicate key IAI5, recommend new key -Lucas Campbell

## InstrumentDevice
Scenario | ID | confluence | owner_id | lcstate | org_ids | instrument_model_id | platform_device_id | contact_ids | id/name | id/description | id/serial_number | id/firmware_version | id/hardware_version | id/controllable | id/monitorable | id/message_controllable | id/reference_urls
STOP! | Changes to this doc can break the nose tests or interfere with test systems! BEFORE making changes, please read https://confluence.oceanobservatories.org/display/CIDev/Preload+development. AFTER making changes, please TEST, make a copy of this sheet, and commit the new URL to ion_loader.py!
DOC:CI_Attribute_Name | x | x | [used to create Contact object] | lcstate | [relationship] | [relationship] | [relationship] | [used to create Contact object] | [name; but naming protocol may change] | description | serial_number | firmware_version | hardware_version | controllable | NEED TO DELETE THIS FIELD | NEED TO DELETE THIS FIELD | reference_urls
OOIR2_DEMO | ID_BTST_CTDSIM0 |  | USER_1 | DEVELOPED_AVAILABLE | MF_3 | IM_SBE37 | PD_BTST_RSN1 | M_MANAGER,O_OWNERREP | CTD Simulator | Simulator providing CTD data | 10003 | 0-00 | 0-00 | TRUE | TRUE | TRUE
OOIR2_DEMOdel | ID_BTST_GLCTD | this was BETA/ID24 |  | DEVELOPED_AVAILABLE | MF_3 | CTDGVM | PD_BTST_GLI | M_MANAGER,O_OWNERREP | CTDGV | SeaBird Glider Payload CTD | 10005 | 0-00 | 0-00 | TRUE | TRUE | TRUE | http://www.seabird.com/pdf_documents/manuals/GliderPayloadCTD_004.pdf
OOIR2_ALPHA | ID_BTST_SBE37 | this was BETA/ID12 |  | DEVELOPED_AVAILABLE | MF_3 | IM_SBE37_1 | PD_BTST_RSN1 | M_MANAGER,O_OWNERREP | SBE37SMP | SeaBird 37 SMP CTD | 10003 | 0-00 | 0-00 | TRUE | TRUE | TRUE
IDK | IDK_DEVICE |  | IDK_USER | DEPLOYED_AVAILABLE | IDK_ORG | IDK_MODEL | IDK_PD | IDK_USER1,IDK_USER2 | IDK Test Device | Device currently under IDK testing and driver development | 10003 | 0-00 | 0-00 | TRUE | TRUE | TRUE
NOSE | ID_TEST |  | USER_1 | DEPLOYED_AVAILABLE | MF_TEST | IM_NOSE | PDEV_NOSE | TEST_USER,O_OWNERREP | Unit Test SMB37 | SeaBird 37 SMP CTD for code unit tests | 10003 | 0-00 | 0-00 | TRUE | TRUE | TRUE
BETA | ID12 |  | USER_1 | DEVELOPED_AVAILABLE | MF_3 | IM2 | PDEV3 | M_MANAGER,O_OWNERREP | SBE37SMP | SeaBird 37 SMP CTD for R2 Beta Testing | 10003 | 0-00 | 0-00 | TRUE | TRUE | TRUE
BETA | ID17 |  | USER_1 | DEPLOYED_AVAILABLE | MF_3 | IM2 | PDEV5 | M_MANAGER,O_OWNERREP | SBE Simulator | SBE Sine-wave signal generator | 10004 | 0-00 | 0-00 | TRUE | TRUE | TRUE
R2_DEMO | ID3 |  | USER_1 | DEVELOPED_AVAILABLE | MF_3 | IM2 | PDEV3 | M_MANAGER,O_OWNERREP | CTD Simulator 1 Demo | Simulator 1 providing CTD data in the R2 Demonstration | 10003 | 0-00 | 0-00 | TRUE | TRUE | TRUE
R2_DEMO | ID4 |  | USER_1 | DEPLOYED_AVAILABLE | MF_3 | IM2 | PDEV4 | M_MANAGER,O_OWNERREP | CTD Simulator 2 Demo | Simulator 2 replacement for 1 providing CTD data in the R2 Demonstration | 10004 | 0-00 | 0-00 | TRUE | TRUE | TRUE
R2_DEMO | D1InstrumentDevice1 | https://confluence.oceanobservatories.org/display/CIDev/Preload+Data+for+Deployments+1-3 | USER_1 | DEPLOYED_AVAILABLE | MF_3 | IM2 | D1PlatformDevice1 | T_AMPE,J_ORCUTT | CTD Simulator 1 for deployment1 | Simulator 1 providing CTD data in the R2 Demonstration | 10003 | 0-00 | 0-00 | TRUE | TRUE | TRUE
R2_DEMO | D1InstrumentDevice2 | https://confluence.oceanobservatories.org/display/CIDev/Preload+Data+for+Deployments+1-3 | USER_1 | DEPLOYED_AVAILABLE | MF_3 | IM2 | D1PlatformDevice1 | T_AMPE,J_ORCUTT | CTD Simulator 2 for deployment1 | Simulator 1 providing CTD data in the R2 Demonstration | 10003 | 0-00 | 0-00 | TRUE | TRUE | TRUE
R2_DEMO | D2InstrumentDevice3 | https://confluence.oceanobservatories.org/display/CIDev/Preload+Data+for+Deployments+1-3 | USER_1 | DEPLOYED_AVAILABLE | MF_3 | IM2 |  | T_AMPE,J_ORCUTT | CTD Simulator for deployment 2 | Simulator 1 providing CTD data in the R2 Demonstration | 10003 | 0-00 | 0-00 | TRUE | TRUE | TRUE
R2_DEMO | D3InstrumentDevice4 | https://confluence.oceanobservatories.org/display/CIDev/Preload+Data+for+Deployments+1-3 | USER_1 | DEPLOYED_AVAILABLE | MF_3 | IM2 |  | T_AMPE,J_ORCUTT | CTD Simulator for deployment 3 | Simulator 1 providing CTD data in the R2 Demonstration | 10003 | 0-00 | 0-00 | TRUE | TRUE | TRUE
R2_DEMO | MANUAL |  |  |  |  | IM2 |  | T_AMPE,J_ORCUTT | Seabird CTD for Demo | Seabird Conductivity-Temperature-Depth instrument used for demonstration | tbd | tbd | tbd | TRUE | TRUE | TRUE
R2_DEMO | EEInstrumentDevice | https://confluence.oceanobservatories.org/display/CIDev/Preload+Data+for+Deployments+1-3 | USER_1 | DEPLOYED_AVAILABLE | MF_3 | IM2 | EEPlatformDevice1 | T_AMPE,J_ORCUTT | CTD Simulator end to end R2 testing | Simulator 1 providing CTD data in the R2 Demonstration | 10003 | 0-00 | 0-00 | TRUE | TRUE | TRUE | http://www.yahoo.com
DEVS | ID5 |  | USER_1 | DEPLOYED_AVAILABLE | MF_3 | IM4 |  | M_MANAGER,O_OWNERREP | PARAD | PAR-SER-600M | 10003 | 0-00 | 0-00 | TRUE | TRUE | TRUE
DEVS | ID10 |  | USER_1 | DEPLOYED_AVAILABLE | MF_3 | IM9 |  | M_MANAGER,O_OWNERREP | VELPT | Aquadopp Current Meters | 10003 | 0-00 | 0-00 | TRUE | TRUE | TRUE
DEVS | ID11 |  | USER_1 | DEPLOYED_AVAILABLE | MF_3 | IM10 |  | M_MANAGER,O_OWNERREP | NUTNR | Satlantic ISUS V3 Nitrate Sensor | 10003 | 0-00 | 0-00 | TRUE | TRUE | TRUE
DEVS | ID8 |  | USER_1 | DEPLOYED_AVAILABLE | MF_3 | IM7 |  | M_MANAGER,O_OWNERREP | TRHPH | Temperature and Resistivity Probe | 10003 | 0-00 | 0-00 | TRUE | TRUE | TRUE
PRESF | ID6 |  | USER_1 | DEVELOPED_AVAILABLE | MF_3 | IM5 | PDEV3 | M_MANAGER,O_OWNERREP | PRESF | SeaBird 26plus | 10003 | 0-00 | 0-00 | TRUE | TRUE | TRUE
CTDBP | ID7 |  | USER_1 | DEVELOPED_AVAILABLE | MF_3 | IM6 | PDEV3 | M_MANAGER,O_OWNERREP | CTDBP | SBE 16plusV2 | 10003 | 0-00 | 0-00 | TRUE | TRUE | TRUE
PREST | ID9 |  | USER_1 | DEVELOPED_AVAILABLE | MF_3 | IM8 | PDEV3 | M_MANAGER,O_OWNERREP | PREST | SBE 54 Tsunami Pressure Sensor | 10003 | 0-00 | 0-00 | TRUE | TRUE | TRUE
TMPSF | ID15 |  | USER_1 | DEVELOPED_AVAILABLE | MF_3 | IM11 | PDEV3 | M_MANAGER,O_OWNERREP | TMPSF | Sample TMPSF device | 10003 | 0-00 | 0-00 | TRUE | TRUE | TRUE
VEL3D_B | ID16 |  | USER_1 | DEVELOPED_AVAILABLE | MF_3 | IM12 | PDEV3 | M_MANAGER,O_OWNERREP | VEL3D_B | Sample VEL3D_B device | 10003 | 0-00 | 0-00 | TRUE | TRUE | TRUE
JN | ID18 |  | USER_1 | DEVELOPED_AVAILABLE | MF_3 | IM2 | PDEV3 | T_AMPE,J_ORCUTT | CTD Simulator for derived parameters | Simulator 1 providing CTD data for derived parameters | 10003 | 0-00 | 0-00 | TRUE | TRUE | TRUE
OPTAA | ID19 |  | USER_1 | DEVELOPED_AVAILABLE | MF_3 | IM13 | PDEV3 | M_MANAGER,O_OWNERREP | OPTAA | Optical Attenuation and Absorption Instrument | 10004 | 0-00 | 0-00 | TRUE | TRUE | TRUE | http://www.wetlabs.com/
METBK | ID20 |  | USER_1 | DEVELOPED_AVAILABLE | MF_3 | IM14 | PDEV3 | M_MANAGER,O_OWNERREP | METBK | Bulk Meteorology measurements | 10004 | 0-00 | 0-00 | TRUE | TRUE | TRUE
VEL3D_C | ID21 |  | USER_1 | DEVELOPED_AVAILABLE | MF_3 | IM15 | PDEV3 | M_MANAGER,O_OWNERREP | VEL3D_CD | Turbulent Point Velocity Sensor | 10004 | 0-00 | 0-00 | TRUE | TRUE | TRUE
CTDPF | ID22 |  | USER_1 | DEVELOPED_AVAILABLE | MF_3 | IM16 | PDEV5 | M_MANAGER,O_OWNERREP | CTDPF | SeaBird 52 | 10005 | 0-00 | 0-00 | TRUE | TRUE | TRUE
RSN_OMS | ID23 |  | USER_1 | DEVELOPED_AVAILABLE | MF_3 | IM17 | PD_BTST_RSN2 | M_MANAGER,O_OWNERREP | RSN_VEL3D_B | Turbulent Point Velocity Sensor at RSN attached to JBox | 10004 | 0-00 | 0-00 | TRUE | TRUE | TRUE
CTDGV | ID24 |  | USER_1 | DEVELOPED_AVAILABLE | MF_3 | IM18 | PDEV6 | M_MANAGER,O_OWNERREP | CTDGV-01 | SeaBird Glider Payload CTD - Glider 001 | 10005 | 0-00 | 0-00 | TRUE | TRUE | TRUE | http://www.seabird.com/pdf_documents/manuals/GliderPayloadCTD_004.pdf
DOSTA | ID25 |  | USER_1 | DEVELOPED_AVAILABLE | MF_3 | IM19 | PDEV6 | M_MANAGER,O_OWNERREP | DOSTA-01 | Aanderaa Optode 4831 - Glider 001 | 10005 | 0-00 | 0-00 | TRUE | TRUE | TRUE | https://alfresco.oceanobservatories.org/alfresco/d/d/workspace/SpacesStore/f16d74f3-63e1-4e98-b271-cdc79ec8b117/TD269%20Oxygen%20Optode%204330%204835%204831.pdf
FLORD | ID26 |  | USER_1 | DEVELOPED_AVAILABLE | MF_3 | IM20 | PDEV6 | M_MANAGER,O_OWNERREP | FLORD-01 | WET Labs ECO Puck FLBB-SLC - Glider 001 | 10005 | 0-00 | 0-00 | TRUE | TRUE | TRUE | http://www.wetlabs.com/sites/default/files/documents/ECOPucken.pdf
GENGX | ID27 |  | USER_1 | DEVELOPED_AVAILABLE | MF_3 | IM21 | PDEV6 | M_MANAGER,O_OWNERREP | GENG-01 | Teledyne Webb Glider | 10005 | 0-00 | 0-00 | TRUE | TRUE | TRUE | http://www.webbresearch.com/
CTDGV | ID28 |  | USER_1 | DEVELOPED_AVAILABLE | MF_3 | IM18 | PDEV7 | M_MANAGER,O_OWNERREP | CTDGV-02 | SeaBird Glider Payload CTD - Glider 002 | 10005 | 0-00 | 0-00 | TRUE | TRUE | TRUE | http://www.seabird.com/pdf_documents/manuals/GliderPayloadCTD_004.pdf
DOSTA | ID29 |  | USER_1 | DEVELOPED_AVAILABLE | MF_3 | IM19 | PDEV7 | M_MANAGER,O_OWNERREP | DOSTA-02 | Aanderaa Optode 4831 - Glider 002 | 10005 | 0-00 | 0-00 | TRUE | TRUE | TRUE | https://alfresco.oceanobservatories.org/alfresco/d/d/workspace/SpacesStore/f16d74f3-63e1-4e98-b271-cdc79ec8b117/TD269%20Oxygen%20Optode%204330%204835%204831.pdf
FLORD | ID30 |  | USER_1 | DEVELOPED_AVAILABLE | MF_3 | IM20 | PDEV7 | M_MANAGER,O_OWNERREP | FLORD-02 | WET Labs ECO Puck FLBB-SLC - Glider 002 | 10005 | 0-00 | 0-00 | TRUE | TRUE | TRUE | http://www.wetlabs.com/sites/default/files/documents/ECOPucken.pdf
CTDGV | ID31 |  | USER_1 | DEVELOPED_AVAILABLE | MF_3 | IM18 | PDEV8 | M_MANAGER,O_OWNERREP | CTDGV-03 | SeaBird Glider Payload CTD - Glider 003 | 10005 | 0-00 | 0-00 | TRUE | TRUE | TRUE | http://www.seabird.com/pdf_documents/manuals/GliderPayloadCTD_004.pdf
DOSTA | ID32 |  | USER_1 | DEVELOPED_AVAILABLE | MF_3 | IM19 | PDEV8 | M_MANAGER,O_OWNERREP | DOSTA-03 | Aanderaa Optode 4831 - Glider 003 | 10005 | 0-00 | 0-00 | TRUE | TRUE | TRUE | https://alfresco.oceanobservatories.org/alfresco/d/d/workspace/SpacesStore/f16d74f3-63e1-4e98-b271-cdc79ec8b117/TD269%20Oxygen%20Optode%204330%204835%204831.pdf
FLORD | ID33 |  | USER_1 | DEVELOPED_AVAILABLE | MF_3 | IM20 | PDEV8 | M_MANAGER,O_OWNERREP | FLORD-03 | WET Labs ECO Puck FLBB-SLC - Glider 003 | 10005 | 0-00 | 0-00 | TRUE | TRUE | TRUE | http://www.wetlabs.com/sites/default/files/documents/ECOPucken.pdf
SP_MFLM | ID34 |  | USER_1 | DEVELOPED_AVAILABLE | MF_3 | IM21 | PD_GP03FLMA_1 | M_MANAGER,O_OWNERREP | SP MFLM A DOSTAD | Aanderaa 4831 optode | 10005 | 0-00 | 0-00 | TRUE | TRUE | TRUE | https://alfresco.oceanobservatories.org/alfresco/d/d/workspace/SpacesStore/f16d74f3-63e1-4e98-b271-cdc79ec8b117/TD269%20Oxygen%20Optode%204330%204835%204831.pdf
SP_MFLM | ID35 |  | USER_1 | DEVELOPED_AVAILABLE | MF_3 | IM22 | PD_GP03FLMA_1 | M_MANAGER,O_OWNERREP | SP MFLM A FLORT | WET Labs ECO-Triplet | 10005 | 0-00 | 0-00 | TRUE | TRUE | TRUE | http://www.wetlabs.com/sites/default/files/documents/ECOPucken.pdf
SP_MFLM | ID36 |  | USER_1 | DEVELOPED_AVAILABLE | MF_3 | IM23 | PD_GP03FLMA_1 | M_MANAGER,O_OWNERREP | SP MFLM A CTDMO-01 | SeaBird 37IM | 10005 | 0-00 | 0-00 | TRUE | TRUE | TRUE | http://www.seabird.com/pdf_documents/manuals/37IM_030.pdf
SP_MFLM | ID37 |  | USER_1 | DEVELOPED_AVAILABLE | MF_3 | IM23 | PD_GP03FLMA_1 | M_MANAGER,O_OWNERREP | SP MFLM A CTDMO-02 | SeaBird 37IM | 10005 | 0-00 | 0-00 | TRUE | TRUE | TRUE | http://www.seabird.com/pdf_documents/manuals/37IM_030.pdf
SP_MFLM | ID38 |  | USER_1 | DEVELOPED_AVAILABLE | MF_3 | IM23 | PD_GP03FLMA_1 | M_MANAGER,O_OWNERREP | SP MFLM A CTDMO-03 | SeaBird 37IM | 10005 | 0-00 | 0-00 | TRUE | TRUE | TRUE | http://www.seabird.com/pdf_documents/manuals/37IM_030.pdf
SP_MFLM | ID39 |  | USER_1 | DEVELOPED_AVAILABLE | MF_3 | IM23 | PD_GP03FLMA_1 | M_MANAGER,O_OWNERREP | SP MFLM A CTDMO-04 | SeaBird 37IM | 10005 | 0-00 | 0-00 | TRUE | TRUE | TRUE | http://www.seabird.com/pdf_documents/manuals/37IM_030.pdf
SP_MFLM | ID40 |  | USER_1 | DEVELOPED_AVAILABLE | MF_3 | IM23 | PD_GP03FLMA_1 | M_MANAGER,O_OWNERREP | SP MFLM A CTDMO-05 | SeaBird 37IM | 10005 | 0-00 | 0-00 | TRUE | TRUE | TRUE | http://www.seabird.com/pdf_documents/manuals/37IM_030.pdf
SP_MFLM | ID41 |  | USER_1 | DEVELOPED_AVAILABLE | MF_3 | IM23 | PD_GP03FLMA_1 | M_MANAGER,O_OWNERREP | SP MFLM A CTDMO-06 | SeaBird 37IM | 10005 | 0-00 | 0-00 | TRUE | TRUE | TRUE | http://www.seabird.com/pdf_documents/manuals/37IM_030.pdf
SP_MFLM | ID42 |  | USER_1 | DEVELOPED_AVAILABLE | MF_3 | IM23 | PD_GP03FLMA_1 | M_MANAGER,O_OWNERREP | SP MFLM A CTDMO-07 | SeaBird 37IM | 10005 | 0-00 | 0-00 | TRUE | TRUE | TRUE | http://www.seabird.com/pdf_documents/manuals/37IM_030.pdf
SP_MFLM | ID43 |  | USER_1 | DEVELOPED_AVAILABLE | MF_3 | IM23 | PD_GP03FLMA_1 | M_MANAGER,O_OWNERREP | SP MFLM A CTDMO-08 | SeaBird 37IM | 10005 | 0-00 | 0-00 | TRUE | TRUE | TRUE | http://www.seabird.com/pdf_documents/manuals/37IM_030.pdf
SP_MFLM | ID44 |  | USER_1 | DEVELOPED_AVAILABLE | MF_3 | IM23 | PD_GP03FLMA_1 | M_MANAGER,O_OWNERREP | SP MFLM A CTDMO-09 | SeaBird 37IM | 10005 | 0-00 | 0-00 | TRUE | TRUE | TRUE | http://www.seabird.com/pdf_documents/manuals/37IM_030.pdf
SP_MFLM | ID45 |  | USER_1 | DEVELOPED_AVAILABLE | MF_3 | IM23 | PD_GP03FLMA_1 | M_MANAGER,O_OWNERREP | SP MFLM A CTDMO-10 | SeaBird 37IM | 10005 | 0-00 | 0-00 | TRUE | TRUE | TRUE | http://www.seabird.com/pdf_documents/manuals/37IM_030.pdf
SP_MFLM | ID46 |  | USER_1 | DEVELOPED_AVAILABLE | MF_3 | IM23 | PD_GP03FLMA_1 | M_MANAGER,O_OWNERREP | SP MFLM A CTDMO-11 | SeaBird 37IM | 10005 | 0-00 | 0-00 | TRUE | TRUE | TRUE | http://www.seabird.com/pdf_documents/manuals/37IM_030.pdf
SP_MFLM | ID47 |  | USER_1 | DEVELOPED_AVAILABLE | MF_3 | IM23 | PD_GP03FLMA_1 | M_MANAGER,O_OWNERREP | SP MFLM A CTDMO-12 | SeaBird 37IM | 10005 | 0-00 | 0-00 | TRUE | TRUE | TRUE | http://www.seabird.com/pdf_documents/manuals/37IM_030.pdf
SP_MFLM | ID48 |  | USER_1 | DEVELOPED_AVAILABLE | MF_3 | IM24 | PD_GP03FLMA_1 | M_MANAGER,O_OWNERREP | SP MFLM A ADCPS | Teledyne RDI WorkHorse LongRanger Sentinel 75khz | 10005 | 0-00 | 0-00 | TRUE | TRUE | TRUE | http://www.rdinstruments.com/longranger.aspx
SP_MFLM | ID49 |  | USER_1 | DEVELOPED_AVAILABLE | MF_3 | IM25 | PD_GP03FLMA_1 | M_MANAGER,O_OWNERREP | SP MFLM A PHSEN | Sunburst SAMI-pH | 10005 | 0-00 | 0-00 | TRUE | TRUE | TRUE | http://www.sunburstsensors.com/
SP_MFLM | ID50 |  | USER_1 | DEVELOPED_AVAILABLE | MF_3 | IM21 | PD_GP03FLMB_1 | M_MANAGER,O_OWNERREP | SP MFLM B DOSTAD | Aanderaa 4831 optode | 10005 | 0-00 | 0-00 | TRUE | TRUE | TRUE | https://alfresco.oceanobservatories.org/alfresco/d/d/workspace/SpacesStore/f16d74f3-63e1-4e98-b271-cdc79ec8b117/TD269%20Oxygen%20Optode%204330%204835%204831.pdf
SP_MFLM | ID51 |  | USER_1 | DEVELOPED_AVAILABLE | MF_3 | IM22 | PD_GP03FLMB_1 | M_MANAGER,O_OWNERREP | SP MFLM B FLORT | WET Labs ECO-Triplet | 10005 | 0-00 | 0-00 | TRUE | TRUE | TRUE | http://www.wetlabs.com/sites/default/files/documents/ECOPucken.pdf
SP_MFLM | ID52 |  | USER_1 | DEVELOPED_AVAILABLE | MF_3 | IM23 | PD_GP03FLMB_1 | M_MANAGER,O_OWNERREP | SP MFLM B CTDMO-01 | SeaBird 37IM | 10005 | 0-00 | 0-00 | TRUE | TRUE | TRUE | http://www.seabird.com/pdf_documents/manuals/37IM_030.pdf
SP_MFLM | ID53 |  | USER_1 | DEVELOPED_AVAILABLE | MF_3 | IM23 | PD_GP03FLMB_1 | M_MANAGER,O_OWNERREP | SP MFLM B CTDMO-02 | SeaBird 37IM | 10005 | 0-00 | 0-00 | TRUE | TRUE | TRUE | http://www.seabird.com/pdf_documents/manuals/37IM_030.pdf
SP_MFLM | ID54 |  | USER_1 | DEVELOPED_AVAILABLE | MF_3 | IM23 | PD_GP03FLMB_1 | M_MANAGER,O_OWNERREP | SP MFLM B CTDMO-03 | SeaBird 37IM | 10005 | 0-00 | 0-00 | TRUE | TRUE | TRUE | http://www.seabird.com/pdf_documents/manuals/37IM_030.pdf
SP_MFLM | ID55 |  | USER_1 | DEVELOPED_AVAILABLE | MF_3 | IM23 | PD_GP03FLMB_1 | M_MANAGER,O_OWNERREP | SP MFLM B CTDMO-04 | SeaBird 37IM | 10005 | 0-00 | 0-00 | TRUE | TRUE | TRUE | http://www.seabird.com/pdf_documents/manuals/37IM_030.pdf
SP_MFLM | ID56 |  | USER_1 | DEVELOPED_AVAILABLE | MF_3 | IM23 | PD_GP03FLMB_1 | M_MANAGER,O_OWNERREP | SP MFLM B CTDMO-05 | SeaBird 37IM | 10005 | 0-00 | 0-00 | TRUE | TRUE | TRUE | http://www.seabird.com/pdf_documents/manuals/37IM_030.pdf
SP_MFLM | ID57 |  | USER_1 | DEVELOPED_AVAILABLE | MF_3 | IM23 | PD_GP03FLMB_1 | M_MANAGER,O_OWNERREP | SP MFLM B CTDMO-06 | SeaBird 37IM | 10005 | 0-00 | 0-00 | TRUE | TRUE | TRUE | http://www.seabird.com/pdf_documents/manuals/37IM_030.pdf
SP_MFLM | ID58 |  | USER_1 | DEVELOPED_AVAILABLE | MF_3 | IM23 | PD_GP03FLMB_1 | M_MANAGER,O_OWNERREP | SP MFLM B CTDMO-07 | SeaBird 37IM | 10005 | 0-00 | 0-00 | TRUE | TRUE | TRUE | http://www.seabird.com/pdf_documents/manuals/37IM_030.pdf
SP_MFLM | ID59 |  | USER_1 | DEVELOPED_AVAILABLE | MF_3 | IM23 | PD_GP03FLMB_1 | M_MANAGER,O_OWNERREP | SP MFLM B CTDMO-08 | SeaBird 37IM | 10005 | 0-00 | 0-00 | TRUE | TRUE | TRUE | http://www.seabird.com/pdf_documents/manuals/37IM_030.pdf
SP_MFLM | ID60 |  | USER_1 | DEVELOPED_AVAILABLE | MF_3 | IM23 | PD_GP03FLMB_1 | M_MANAGER,O_OWNERREP | SP MFLM B CTDMO-09 | SeaBird 37IM | 10005 | 0-00 | 0-00 | TRUE | TRUE | TRUE | http://www.seabird.com/pdf_documents/manuals/37IM_030.pdf
SP_MFLM | ID61 |  | USER_1 | DEVELOPED_AVAILABLE | MF_3 | IM23 | PD_GP03FLMB_1 | M_MANAGER,O_OWNERREP | SP MFLM B CTDMO-10 | SeaBird 37IM | 10005 | 0-00 | 0-00 | TRUE | TRUE | TRUE | http://www.seabird.com/pdf_documents/manuals/37IM_030.pdf
SP_MFLM | ID62 |  | USER_1 | DEVELOPED_AVAILABLE | MF_3 | IM23 | PD_GP03FLMB_1 | M_MANAGER,O_OWNERREP | SP MFLM B CTDMO-11 | SeaBird 37IM | 10005 | 0-00 | 0-00 | TRUE | TRUE | TRUE | http://www.seabird.com/pdf_documents/manuals/37IM_030.pdf
SP_MFLM | ID63 |  | USER_1 | DEVELOPED_AVAILABLE | MF_3 | IM23 | PD_GP03FLMB_1 | M_MANAGER,O_OWNERREP | SP MFLM B CTDMO-12 | SeaBird 37IM | 10005 | 0-00 | 0-00 | TRUE | TRUE | TRUE | http://www.seabird.com/pdf_documents/manuals/37IM_030.pdf
SP_MFLM | ID64 |  | USER_1 | DEVELOPED_AVAILABLE | MF_3 | IM24 | PD_GP03FLMB_1 | M_MANAGER,O_OWNERREP | SP MFLM B ADCPS | Teledyne RDI WorkHorse LongRanger Sentinel 75khz | 10005 | 0-00 | 0-00 | TRUE | TRUE | TRUE | http://www.rdinstruments.com/longranger.aspx
SP_MFLM | ID65 |  | USER_1 | DEVELOPED_AVAILABLE | MF_3 | IM25 | PD_GP03FLMB_1 | M_MANAGER,O_OWNERREP | SP MFLM B PHSEN | Sunburst SAMI-pH | 10005 | 0-00 | 0-00 | TRUE | TRUE | TRUE | http://www.sunburstsensors.com/
Note on A37: Likely need to remove this one. -tampe

## InstrumentModel
Scenario | ID | owner_id | org_ids | im/name | im/description | im/reference_urls | im/instrument_family | im/instrument_classes_supported | im/primary_interface | im/baud_rate_default | im/manufacturer | im/manufacturer_url | im/mixed_sampling_mode | im/internal_data_storage | im/integrated_inductive_modem_available | im/internal_battery | im/clock_max_drift | im/operational_depth_maximum | im/survival_depth_maximum | im/hotel_current | im/electrical_notes | im/power_source | im/clock_notes | im/power_supply_voltage_minimum | im/power_supply_voltage_maximum | im/weight | im/voltage | im/wattage | im/height | im/length | im/width | im/required_on_time
STOP! | Changes to this doc can break the nose tests or interfere with test systems! BEFORE making changes, please read https://confluence.oceanobservatories.org/display/CIDev/Preload+development. AFTER making changes, please TEST, make a copy of this sheet, and commit the new URL to ion_loader.py!
DOC:CI_attribute_name | [alt_ids, IFF it needs to be preserved] | [x] | [association?] | name | description | reference_urls | instrument_family | [x] | primary_interface | baud_rate_default | manufacturer | manufacturer_url | mixed_sampling_mode | internal_data_storage | integrated_inductive_modem_available | internal_data_storage | clock_max_drift | operational_depth_maximum | survival_depth_maximum | hotel_current | electrical_notes | power_source | clock_notes | power_supply_voltage_minimum | power_supply_voltage_maximum | weight | voltage | wattage | height | length | weight | required_on_time
OOIR2_DEMO | IM_SBE37 | USER_1 | MF_3 | SBE 37-SMP MicroCAT CTD Demo for Simulator | A Sea-bird conductivity and temperature (pressure optional) recorder (CTD) model designed for moorings or other long duration, fixed-site deployments. | http://www.seabird.com/pdf_documents/manuals/37SMP_RS232_016.pdf,http://www.seabird.com/products/spec_sheets/37smpdata.htm | CTD | ['CTDBP'] | RS232 | 9600 | Sea-bird Electronics, Inc. | http://www.seabird.com | TRUE | TRUE | TRUE | TRUE | 0 | 0 | 0 | None | None | None | None | [8 empty] | TRUE
OOIR2_DEMO | IM_SBE37_1 | USER_1 | MF_3 | SBE 37-SMP MicroCAT CTD Demo for SBE | A Sea-bird conductivity and temperature (pressure optional) recorder (CTD) model designed for moorings or other long duration, fixed-site deployments. | http://www.seabird.com/pdf_documents/manuals/37SMP_RS232_016.pdf,http://www.seabird.com/products/spec_sheets/37smpdata.htm | CTD | ['CTDBP'] | RS232 | 9600 | Sea-bird Electronics, Inc. | http://www.seabird.com | TRUE | TRUE | TRUE | TRUE | 0 | 0 | 0 | None | None | None | None | [8 empty] | TRUE
OOIR2_M | CTDBPO |  |  | CTDBPO | CTDBPO | http://www.seabird.com/pdf_documents/manuals/37SMP_RS232_016.pdf,http://www.seabird.com/products/spec_sheets/37smpdata.htm | CTD | ['CTDBP'] | RS232 | 9600 | Sea-bird Electronics, Inc. | http://www.seabird.com | TRUE | TRUE | TRUE | TRUE | 0 | 0 | 0 | None | None | None | None | [8 empty] | TRUE
OOIR2_M | CTDMOG |  |  | CTDMOG | CTDMOG | http://www.seabird.com/pdf_documents/manuals/37SMP_RS232_016.pdf,http://www.seabird.com/products/spec_sheets/37smpdata.htm | CTD | ['CTDMO'] | RS232 | 9600 | Sea-bird Electronics, Inc. | http://www.seabird.com | TRUE | TRUE | TRUE | TRUE | 0 | 0 | 0 | None | None | None | None | [8 empty] | TRUE
OOIR2_M | CTDGVM |  |  | CTDGVM | A Sea-bird conductivity, temperature and pressure recorder (CTD) model designed for gliders. | http://www.seabird.com/pdf_documents/manuals/GliderPayloadCTD_004.pdf | CTD | ['CTDGV'] | RS232 | 9600 | Sea-bird Electronics, Inc. | http://www.seabird.com | TRUE | TRUE | TRUE | TRUE | 0 | 0 | 0 | None | None | None | None
IDK | IDK_MODEL | IDK_USER | IDK_ORG | IDK Development Device | Model of device used by IDK |  | CTD | ['CTDBP'] | RS232 | 9600 | Internal Dispute Kangaroos | http://confluence.oceanobservatories.org | TRUE | TRUE | TRUE | TRUE | 0 | 0 | 0 | None | None | None | None | [8 empty] | TRUE
NOSE | IM_NOSE | USER_1 | MF_TEST | SBE 37-SMP MicroCAT CTD Model Demo | A Sea-bird conductivity and temperature (pressure optional) recorder (CTD) model designed for moorings or other long duration, fixed-site deployments. | http://www.seabird.com/pdf_documents/manuals/37SMP_RS232_016.pdf,http://www.seabird.com/products/spec_sheets/37smpdata.htm | CTD | ['CTDBP'] | RS232 | 9600 | Sea-bird Electronics, Inc. | http://www.seabird.com | TRUE | TRUE | TRUE | TRUE | 0 | 0 | 0 | None | None | None | None | [8 empty] | TRUE
BETA | IM2 | USER_1 | MF_3 | SBE 37-SMP MicroCAT CTD Model Demo | A Sea-bird conductivity and temperature (pressure optional) recorder (CTD) model designed for moorings or other long duration, fixed-site deployments. | http://www.seabird.com/pdf_documents/manuals/37SMP_RS232_016.pdf,http://www.seabird.com/products/spec_sheets/37smpdata.htm | CTD | ['CTDBP'] | RS232 | 9600 | Sea-bird Electronics, Inc. | http://www.seabird.com | TRUE | TRUE | TRUE | TRUE | 0 | 0 | 0 | None | None | None | None | [8 empty] | TRUE
PRESF | IM5 | USER_1 | MF_3 | SeaBird 26plus | Seafloor Pressure instrument for Coastal Arrays |  |  | ['PRESF'] | RS232 | 9600 | Sea-bird Electronics, Inc. | http://www.seabird.com | TRUE | TRUE | TRUE | TRUE | 0 | 0 | 0 | None | None | None | None | [8 empty] | TRUE
CTDBP | IM6 | USER_1 | MF_3 | SBE 16plusV2 | A Sea-bird conductivity and temperature (pressure optional) recorder (CTD) model designed for moorings or other long duration, fixed-site deployments. |  | CTD | ['CTDBP'] | RS232 | 9600 | Sea-bird Electronics, Inc. | http://www.seabird.com | TRUE | TRUE | TRUE | TRUE | 0 | 0 | 0 | None | None | None | None | [8 empty] | TRUE
DEVS | IM3 | USER_1 | MF_3 | SBE 38 Model Incremental | Different model testing incremental preload | http://www.seabird.com/pdf_documents/manuals/37SMP_RS232_016.pdf,http://www.seabird.com/products/spec_sheets/37smpdata.htm | CTD | ['CTDBP'] | RS232 | 9600 | Sea-bird Electronics, Inc. | http://www.seabird.com | TRUE | TRUE | TRUE | TRUE | 0 | 0 | 0 | None | None | None | None | [8 empty] | TRUE
DEVS | IM4 | USER_1 | MF_3 | PAR-SER-600M | Passively Measures Photosynthetically Active Radiation (400-700 nm) |  | Optical Properties | ['PARAD'] | RS232 | 9600 | Satlantic | http://www.satlantic.com/ | TRUE | TRUE | TRUE | TRUE | 0 | 0 | 0 | None | None | None | None | [8 empty] | TRUE
DEVS | IM7 | USER_1 | MF_3 | Temperature and Resistivity Probe | Measures temperature and resistivity in high temperature vent fluids as proxy for chloride concentration (with options for Eh and Hydrogen) |  | Seafloor Properties | ['TRHPH'] | RS232 | 9600 | Marv Lilley Lab | http://www.ocean.washington.edu/home/Marvin+Lilley | TRUE | TRUE | TRUE | TRUE | 0 | 0 | 0 | None | None | None | None | [8 empty] | TRUE
DEVS | IM9 | USER_1 | MF_3 | Aquadopp Current Meters | Single Point Mean Velocity Meter |  | CTD | ['VELPT'] | RS232 | 9600 | Nortek |  | TRUE | TRUE | TRUE | TRUE | 0 | 0 | 0 | None | None | None | None | [8 empty] | TRUE
DEVS | IM10 | USER_1 | MF_3 | Satlantic ISUS V3 Nitrate Sensor | nitrate sensor |  | CTD | ['NUTNR'] | RS232 | 9600 | Satlantic | http://www.satlantic.com/ | TRUE | TRUE | TRUE | TRUE | 0 | 0 | 0 | None | None | None | None | [8 empty] | TRUE
PREST | IM8 | USER_1 | MF_3 | SBE 54 Tsunami Pressure Sensor | Measures ambient seafloor pressure using internal Paroscientific Digiquartz® transducer |  | PRS | ['PREST'] | RS232 | 9600 | Sea-bird Electronics, Inc. | http://www.seabird.com | TRUE | TRUE | TRUE | TRUE | 0 | 0 | 0 | None | None | None | None | [8 empty] | TRUE
TMPSF | IM11 | USER_1 | MF_3 | RBR XR-420 | XR-420 Custom Thermistor String (24 thermistors) |  | TMPSF | ['TMPSF'] | RS232 | 9600 | RBR Global | http://www.rbr-global.com/ | TRUE | TRUE | TRUE | TRUE | 0 | 0 | 0 | None | None | None | None | [8 empty] | TRUE
VEL3D_B | IM12 | USER_1 | MF_3 | MAVS-4 | Velocity Point 3D Turbulence |  | VEL3D | ['VEL3D'] | RS232 | 9600 | Nobska | http://www.nobska.net | TRUE | TRUE | TRUE | TRUE | 0 | 0 | 0 | None | None | None | None | [8 empty] | TRUE
OPTAA | IM13 | USER_1 | MF_3 | OPTAA | Optical Attenuation and Absorption Instrument | http://www.wetlabs.com/ | Optical Properties | ['OPTAA'] | RS232 | 9600 | WetLabs | http://www.wetlabs.com/ | TRUE | TRUE | TRUE | TRUE | 0 | 0 | 0 | None | None | None | None | [8 empty] | TRUE
METBK | IM14 | USER_1 | MF_3 | METBK | Bulk Meteorology measurements |  | MET | ['METBK'] | RS232 | 9600 | Unknown | Unknown | TRUE | TRUE | TRUE | TRUE | 0 | 0 | 0 | None | None | None | None | [8 empty] | TRUE
VEL3D_C | IM15 | USER_1 | MF_3 | Nortek Vector | Velocity Point 3D Turbulence | http://www.nortekusa.com | VEL3D | ['VEL3D'] | RS232 | 19200 | Nortek | http://www.nortekusa.com | TRUE | TRUE | TRUE | TRUE | 0 | 0 | 0 | None | None | None | None
CTDPF | IM16 | USER_1 | MF_3 | SeaBird 52 | A Sea-bird conductivity and temperature (pressure optional) recorder (CTD) model designed for moorings or other long duration, fixed-site deployments. | http://www.seabird.com/pdf_documents/manuals/37SMP_RS232_016.pdf,http://www.seabird.com/products/spec_sheets/37smpdata.htm | CTD | ['CTDPF'] | RS232 | 9600 | Sea-bird Electronics, Inc. | http://www.seabird.com | TRUE | TRUE | TRUE | TRUE | 0 | 0 | 0 | None | None | None | None
BETA | IM17 | USER_1 | MF_3 | MAVS-4 | Velocity Point 3D Turbulence |  | VEL3D | ['VEL3D'] | RS232 | 9600 | Nobska | http://www.nobska.net | TRUE | TRUE | TRUE | TRUE | 0 | 0 | 0 | None | None | None | None | [8 empty] | TRUE
CTDGV | IM18 | USER_1 | MF_3 | CTDGV | A Sea-bird conductivity, temperature and pressure recorder (CTD) model designed for gliders. | http://www.seabird.com/pdf_documents/manuals/GliderPayloadCTD_004.pdf | CTD | ['CTDGV'] | RS232 | 9600 | Sea-bird Electronics, Inc. | http://www.seabird.com | TRUE | TRUE | TRUE | TRUE | 0 | 0 | 0 | None | None | None | None
DOSTA | IM19 | USER_1 | MF_3 | DOSTA | An Aanderaa Optode 4831 dissolved oxygen sensor. | https://alfresco.oceanobservatories.org/alfresco/d/d/workhttp://www.wetlabs.com/sites/default/files/documents/ECOPucken.pdf space/SpacesStore/f16d74f3-63e1-4e98-b271-cdc79ec8b117/TD269%20Oxygen%20Optode%204330%204835%204831.pdf | Dissolved Gases | ['DOSTA'] | RS232 | 9600 | Aanderaa Data Instruments | http://www.aanderaa.com/ | TRUE | TRUE | TRUE | TRUE | 0 | 0 | 0 | None | None | None | None
FLORD | IM20 | USER_1 | MF_3 | FLORD | A two wavelength Fluorometer that measures Chlorophyll-a and backscatter. | http://www.wetlabs.com/sites/default/files/documents/ECOPucken.pdf | Optical Properties | ['FLORD'] | RS232 | 19200 | WetLabs | http://www.wetlabs.com/ | TRUE | TRUE | TRUE | TRUE | 0 | 0 | 0 | None | None | None | None
SP_MFLM | IM21 | USER_1 | MF_3 | Aanderaa 4831 optode | An Aanderaa 4831 optode dissolved oxygen sensor. | https://alfresco.oceanobservatories.org/alfresco/d/d/workspace/SpacesStore/f16d74f3-63e1-4e98-b271-cdc79ec8b117/TD269%20Oxygen%20Optode%204330%204835%204831.pdf | Dissolved Gases | ['DOSTAD'] | RS232 | 9600 | Aanderaa Data Instruments | http://www.aanderaa.com/ | TRUE | TRUE | TRUE | TRUE | 0 | 0 | 0 | None | None | None | None
SP_MFLM | IM22 | USER_1 | MF_3 | WET Labs ECO-Triplet | A three wavelength Fluorometer that measures Chlorophyll-a and backscatter. | http://www.wetlabs.com/sites/default/files/documents/WETLabsECOen.pdf | Optical Properties | ['FLORT'] | RS232 | 19200 | WetLabs | http://www.wetlabs.com/ | TRUE | TRUE | TRUE | TRUE | 0 | 0 | 0 | None | None | None | None
SP_MFLM | IM23 | USER_1 | MF_3 | SeaBird 37IM | A Sea-bird conductivity, temperature and pressure recorder (CTD) model designed for gliders. | http://www.seabird.com/pdf_documents/manuals/37IM_030.pdf | CTD | ['CTDMO'] | RS232 | 9600 | Sea-bird Electronics, Inc. | http://www.seabird.com | TRUE | TRUE | TRUE | TRUE | 0 | 0 | 0 | None | None | None | None
SP_MFLM | IM24 | USER_1 | MF_3 | Teledyne RDI WorkHorse LongRanger Sentinel 75khz | A Teledyne RDI acoustic doppler current profiler. | http://www.rdinstruments.com/longranger.aspx | ADCP | ['ADCPS'] | RS232 | 9600 | Teledyne RDI | http://www.rdinstruments.com/longranger.aspx | TRUE | TRUE | TRUE | TRUE | 0 | 0 | 0 | None | None | None | None
SP_MFLM | IM25 | USER_1 | MF_3 | Sunburst SAMI-pH | Sunburst Sensors Submersible Autonomous Moored Instrument pH sensor. | http://www.sunburstsensors.com/ | PH | ['PHSEN'] | RS232 | 9600 | Sunburst Sensors | http://www.sunburstsensors.com/ | TRUE | TRUE | TRUE | TRUE | 0 | 0 | 0 | None | None | None | None

## InstrumentSite
Scenario | ID | confluence | owner_id | org_ids | parent_site_id | instrument_model_ids | is/name | is/local_name | is/description | is/reference_designator | constraint_ids | coordinate_system
STOP! | Changes to this doc can break the nose tests or interfere with test systems! BEFORE making changes, please read https://confluence.oceanobservatories.org/display/CIDev/Preload+development. AFTER making changes, please TEST, make a copy of this sheet, and commit the new URL to ion_loader.py!
OOIR2_DEMO | IS_BTST_CTDSIM0 |  |  | MF_3 | PS_BTST_RSN | IM_SBE37 | Bench Test CTD Simulator | Bench Test CTD Simulator | Bench Test CTD Simulator 1 - former Alpha/Beta CTD Sim | XX01ABCD-PL001-001-CTDBPA001 | GEO_10,TEMP1 | SUBMERGED
OOIR2_DEMOdel | IS_BTST_GLCTD |  |  | MF_3 | PS_BTST_GLI | CTDGVM | Instrument site for CTDGV | Instrument site for CTDGV | CTDGV Instrument site | XX01ABCD-PL001-001-CTDGVMA001 | STATION_PAPA,TEMP1 | SUBMERGED
OOIR2_ALPHA | IS_BTST_SBE37 |  |  | MF_3 | PS_BTST_RSN | IM_SBE37_1 | SBE37SMP CTD Instrument site | SBE37SMP CTD Instrument site | SBE37SMP CTD Instrument site | XX01ABCD-PL001-001-CTDBPA001 | GEO_10,TEMP1 | SUBMERGED
NOSE | IS_TEST |  | USER_1 | MF_TEST | PS_NOSE | IM_NOSE | Test Instrument Site | Test Instrument Site | First simulator of CTD site | XX01ABCD-PL001-001-CTDBPA001 | GEO1,TEMP1 | SUBMERGED
IDK | IDK_SITE |  | IDK_USER | IDK_ORG | IDK_PS | IDK_MODEL | Instrument site for IDK | Instrument site for IDK | Instrument site for IDK | XX01ABCD-PL001-001-CTDBPA001 | GEO_IDK,TEMP_IDK | SUBMERGED1
BETA | LOGINS4 |  | USER_1 | MF_3 | LP3 | IM2 | Instrument site 2 Demonstration | Instrument site 2 Demonstration | SBE37SMP CTD Instrument site | XX01ABCD-PL001-001-CTDBPA001 | GEO1,TEMP1 | SUBMERGED
R2_DEMO | LOGINS3 |  | USER_1 | MF_3 | LP3 | IM2 | Instrument site 1 Demonstration | Instrument site 1 Demonstration | First simulator of CTD site | XX01ABCD-PL001-001-CTDBPA001 | GEO1,TEMP1 | SUBMERGED
R2_DEMO | D1PlatformSite1Instrument1 | https://confluence.oceanobservatories.org/display/CIDev/Preload+Data+for+Deployments+1-3 | USER_1 | MF_3 | D1PlatformSite1 | IM2 | Instrument site 1 for test deployment 1 | Instrument site 1 for test deployment 1 | Second simulator of CTD site | XX01ABCD-PL001-001-CTDBPA001 | GEO1,TEMP1 | SUBMERGED
R2_DEMO | D1PlatformSite1Instrument2 | https://confluence.oceanobservatories.org/display/CIDev/Preload+Data+for+Deployments+1-3 | USER_1 | MF_3 | D1PlatformSite1 | IM2 | Instrument site 2 for test deployment 1 | Instrument site 2 for test deployment 1 | Second simulator of CTD site | XX01ABCD-PL001-001-CTDBPA001 | GEO1,TEMP1 | SUBMERGED
R2_DEMO | D2InstrumentSite1 | https://confluence.oceanobservatories.org/display/CIDev/Preload+Data+for+Deployments+1-3 | USER_1 | MF_3 |  | IM2 | Instrument site for test deployment 2 | Instrument site for test deployment 2 | Second simulator of CTD site | XX01ABCD-PL001-001-CTDBPA001 | GEO1,TEMP1 | SUBMERGED
R2_DEMO | D3InstrumentSite1 | https://confluence.oceanobservatories.org/display/CIDev/Preload+Data+for+Deployments+1-3 | USER_1 | MF_3 |  | IM2 | Instrument site for test deployment 3 | Instrument site for test deployment 3 | Second simulator of CTD site | XX01ABCD-PL001-001-CTDBPA001 | GEO1,TEMP1 | SUBMERGED
R2_DEMO | EEInstrumentSite | https://confluence.oceanobservatories.org/display/CIDev/Preload+Data+for+Deployments+1-3 | USER_1 | MF_3 | EEPlatformSite | IM2 | Instrument site for R2 end to end tests | Instrument site for R2 end to end tests | Second simulator of CTD site | XX01ABCD-PL001-001-CTDBPA001 | GEO1,TEMP1 | SUBMERGED
R2_DEMO | LOGINS5 |  | USER_1 | MF_3 | LP3 | IM2 | Instrument site 5 Demo | Instrument site 5 Demo | Site for SBE37SMP CTD | XX01ABCD-PL001-001-CTDBPA001 | GEO1,TEMP1 | SUBMERGED
BETA | LOGINS13 |  | USER_1 | MF_3 | LP5 | IM2 | Instrument site 7 Demo | Instrument site7 Demo | Site for SBE Simulator CTD | XX01ABCD-PL001-001-CTDBPA001 | GEO1,TEMP1 | SUBMERGED
PRESF | LOGINS8 |  | USER_1 | MF_3 | LP3 | IM5 | Instrument site for PRESF | Instrument site for PRESF | PRESF Instrument site | XX01ABCD-PL001-001-CTDBPA001 | GEO_WHOI2,TEMP1 | SUBMERGED
PREST | LOGINS9 |  | USER_1 | MF_3 | LP3 | IM8 | Instrument site for PREST | Instrument site for PREST | PREST Instrument site | XX01ABCD-PL001-001-CTDBPA001 | GEO_UW,TEMP1 | SUBMERGED
CTDBP | LOGINS10 |  | USER_1 | MF_3 | LP3 | IM6 | Instrument site for CTDBP | Instrument site for CTDBP | CTDBP Instrument site | XX01ABCD-PL001-001-CTDBPA001 | GEO_WHOI2,TEMP1 | SUBMERGED
TMPSF | LOGINS11 |  | USER_1 | MF_3 | LP3 | IM11 | Instrument site for TMPSF | Instrument site for TMPSF | TMPSF instrument site | XX01ABCD-PL001-001-CTDBPA001 | GEO_WHOI2,TEMP1 | SUBMERGED
VEL3D_B | LOGINS12 |  | USER_1 | MF_3 | LP3 | IM12 | Instrument site for VEL3D_B | Instrument site for VEL3D_B | vel3d instrument site | XX01ABCD-PL001-001-CTDBPA001 | GEO_WHOI2,TEMP1 | SUBMERGED
OPTAA | LOGINS14 |  | USER_1 | MF_3 | LP3 | IM13 | Instrument site for OPTAA | Instrument site for OPTAA | OPTAA instrument site | XX01ABCD-PL001-001-CTDBPA001 | GEO_WHOI2,TEMP1 | SUBMERGED
METBK | LOGINS15 |  | USER_1 | MF_3 | LP3 | IM14 | Instrument site for METBK | Instrument site for METBK | METBK instrument site | XX01ABCD-PL001-001-CTDBPA001 | GEO_WHOI2,TEMP1 | SUBMERGED
CTDPF | LOGINS16 |  | USER_1 | MF_3 | LP5 | IM16 | Instrument site for CTDPF | Instrument site for CTDPF | CTDPF Instrument site | XX01ABCD-PL001-001-CTDBPA001 | GEO_WHOI2,TEMP1 | SUBMERGED
VEL3D_C | LOGINS17 |  | USER_1 | MF_3 | LP3 | IM15 | Instrument site for VEL3D_CD | Instrument site for VEL3D_CD | VEL3D_CD instrument site | XX01ABCD-PL001-001-CTDBPA001 | GEO_UW,TEMP1 | SUBMERGED
RSN_OMS | LOGINS18 |  | USER_1 | MF_3 | LP7 | IM17 | Instrument site for VEL3D_B on RSN OMS Test | Instrument site for VEL3D_B | Instrument site for VEL3D_B on RSN OMS Test | XX01ABCD-PL001-001-CTDBPA001 | GEO_UW,TEMP1 | SUBMERGED
CTDGV | LOGINS19 |  | USER_1 | MF_3 | LP6 | IM18 | Instrument site for CTDGV01 | Instrument site for CTDGV01 | CTDGV Instrument site - Glider 001 | XX01ABCD-PL001-001-CTDGVMA001 | STATION_PAPA_GLIDER,TEMP1 | SUBMERGED
DOSTA | LOGINS20 |  | USER_1 | MF_3 | LP6 | IM19 | Instrument site for DOSTA01 | Instrument site for DOSTA01 | DOSTA Instrument site - Glider 001 | XX01ABCD-PL001-001-CTDGVMA001 | STATION_PAPA_GLIDER,TEMP1 | SUBMERGED
FLORD | LOGINS21 |  | USER_1 | MF_3 | LP6 | IM20 | Instrument site for FLORD01 | Instrument site for FLORD01 | FLORD Instrument site - Glider 001 | XX01ABCD-PL001-001-CTDGVMA001 | STATION_PAPA_GLIDER,TEMP1 | SUBMERGED
CTDGV | LOGINS22 |  | USER_1 | MF_3 | LP8 | IM18 | Instrument site for CTDGV02 | Instrument site for CTDGV02 | CTDGV Instrument site - Glider 002 | XX01ABCD-PL001-001-CTDGVMA001 | STATION_PAPA_GLIDER,TEMP1 | SUBMERGED
DOSTA | LOGINS23 |  | USER_1 | MF_3 | LP8 | IM19 | Instrument site for DOSTA02 | Instrument site for DOSTA02 | DOSTA Instrument site - Glider 002 | XX01ABCD-PL001-001-CTDGVMA001 | STATION_PAPA_GLIDER,TEMP1 | SUBMERGED
FLORD | LOGINS24 |  | USER_1 | MF_3 | LP8 | IM20 | Instrument site for FLORD02 | Instrument site for FLORD02 | FLORD Instrument site - Glider 002 | XX01ABCD-PL001-001-CTDGVMA001 | STATION_PAPA_GLIDER,TEMP1 | SUBMERGED
CTDGV | LOGINS25 |  | USER_1 | MF_3 | LP9 | IM18 | Instrument site for CTDGV03 | Instrument site for CTDGV03 | CTDGV Instrument site - Glider 003 | XX01ABCD-PL001-001-CTDGVMA001 | STATION_PAPA_GLIDER,TEMP1 | SUBMERGED
DOSTA | LOGINS26 |  | USER_1 | MF_3 | LP9 | IM19 | Instrument site for DOSTA03 | Instrument site for DOSTA03 | DOSTA Instrument site - Glider 003 | XX01ABCD-PL001-001-CTDGVMA001 | STATION_PAPA_GLIDER,TEMP1 | SUBMERGED
FLORD | LOGINS27 |  | USER_1 | MF_3 | LP9 | IM20 | Instrument site for FLORD03 | Instrument site for FLORD03 | FLORD Instrument site - Glider 003 | XX01ABCD-PL001-001-CTDGVMA001 | STATION_PAPA_GLIDER,TEMP1 | SUBMERGED
SP_MFLM | LOGINS28 |  | USER_1 | MF_3 | PS_SP_MFLM_A | IM21 | Instrument site for SP MFLM A DOSTAD | Instrument site for SP MFLM A DOSTAD | DOSTA Instrument site - SP MFLM A | XX01ABCD-PL001-001-DOSTAA001 | STATION_PAPA_MFLM_A,TEMP1 | SUBMERGED
SP_MFLM | LOGINS29 |  | USER_1 | MF_3 | PS_SP_MFLM_A | IM22 | Instrument site for SP MFLM A FLORT | Instrument site for SP MFLM A FLORT | FLORT Instrument site - SP MFLM A | XX01ABCD-PL001-001-FLORTA001 | STATION_PAPA_MFLM_A,TEMP1 | SUBMERGED
SP_MFLM | LOGINS30 |  | USER_1 | MF_3 | PS_SP_MFLM_A | IM23 | Instrument site for SP MFLM A CTDMO-01 | Instrument site for SP MFLM A CTDMO-01 | CTDMO 01 Instrument site - SP MFLM A | XX01ABCD-PL001-001-CTDMOA001 | STATION_PAPA_MFLM_A,TEMP1 | SUBMERGED
SP_MFLM | LOGINS31 |  | USER_1 | MF_3 | PS_SP_MFLM_A | IM23 | Instrument site for SP MFLM A CTDMO-02 | Instrument site for SP MFLM A CTDMO-02 | CTDMO 02 Instrument site - SP MFLM A | XX01ABCD-PL001-001-CTDMOA002 | STATION_PAPA_MFLM_A,TEMP1 | SUBMERGED
SP_MFLM | LOGINS32 |  | USER_1 | MF_3 | PS_SP_MFLM_A | IM23 | Instrument site for SP MFLM A CTDMO-03 | Instrument site for SP MFLM A CTDMO-03 | CTDMO 03 Instrument site - SP MFLM A | XX01ABCD-PL001-001-CTDMOA003 | STATION_PAPA_MFLM_A,TEMP1 | SUBMERGED
SP_MFLM | LOGINS33 |  | USER_1 | MF_3 | PS_SP_MFLM_A | IM23 | Instrument site for SP MFLM A CTDMO-04 | Instrument site for SP MFLM A CTDMO-04 | CTDMO 04 Instrument site - SP MFLM A | XX01ABCD-PL001-001-CTDMOA004 | STATION_PAPA_MFLM_A,TEMP1 | SUBMERGED
SP_MFLM | LOGINS34 |  | USER_1 | MF_3 | PS_SP_MFLM_A | IM23 | Instrument site for SP MFLM A CTDMO-05 | Instrument site for SP MFLM A CTDMO-05 | CTDMO 05 Instrument site - SP MFLM A | XX01ABCD-PL001-001-CTDMOA005 | STATION_PAPA_MFLM_A,TEMP1 | SUBMERGED
SP_MFLM | LOGINS35 |  | USER_1 | MF_3 | PS_SP_MFLM_A | IM23 | Instrument site for SP MFLM A CTDMO-06 | Instrument site for SP MFLM A CTDMO-06 | CTDMO 06 Instrument site - SP MFLM A | XX01ABCD-PL001-001-CTDMOA006 | STATION_PAPA_MFLM_A,TEMP1 | SUBMERGED
SP_MFLM | LOGINS36 |  | USER_1 | MF_3 | PS_SP_MFLM_A | IM23 | Instrument site for SP MFLM A CTDMO-07 | Instrument site for SP MFLM A CTDMO-07 | CTDMO 07 Instrument site - SP MFLM A | XX01ABCD-PL001-001-CTDMOA007 | STATION_PAPA_MFLM_A,TEMP1 | SUBMERGED
SP_MFLM | LOGINS37 |  | USER_1 | MF_3 | PS_SP_MFLM_A | IM23 | Instrument site for SP MFLM A CTDMO-08 | Instrument site for SP MFLM A CTDMO-08 | CTDMO 08 Instrument site - SP MFLM A | XX01ABCD-PL001-001-CTDMOA008 | STATION_PAPA_MFLM_A,TEMP1 | SUBMERGED
SP_MFLM | LOGINS38 |  | USER_1 | MF_3 | PS_SP_MFLM_A | IM23 | Instrument site for SP MFLM A CTDMO-09 | Instrument site for SP MFLM A CTDMO-09 | CTDMO 09 Instrument site - SP MFLM A | XX01ABCD-PL001-001-CTDMOA009 | STATION_PAPA_MFLM_A,TEMP1 | SUBMERGED
SP_MFLM | LOGINS39 |  | USER_1 | MF_3 | PS_SP_MFLM_A | IM23 | Instrument site for SP MFLM A CTDMO-10 | Instrument site for SP MFLM A CTDMO-10 | CTDMO 10 Instrument site - SP MFLM A | XX01ABCD-PL001-001-CTDMOA010 | STATION_PAPA_MFLM_A,TEMP1 | SUBMERGED
SP_MFLM | LOGINS40 |  | USER_1 | MF_3 | PS_SP_MFLM_A | IM23 | Instrument site for SP MFLM A CTDMO-11 | Instrument site for SP MFLM A CTDMO-11 | CTDMO 11 Instrument site - SP MFLM A | XX01ABCD-PL001-001-CTDMOA011 | STATION_PAPA_MFLM_A,TEMP1 | SUBMERGED
SP_MFLM | LOGINS41 |  | USER_1 | MF_3 | PS_SP_MFLM_A | IM23 | Instrument site for SP MFLM A CTDMO-12 | Instrument site for SP MFLM A CTDMO-12 | CTDMO 12 Instrument site - SP MFLM A | XX01ABCD-PL001-001-CTDMOA012 | STATION_PAPA_MFLM_A,TEMP1 | SUBMERGED
SP_MFLM | LOGINS42 |  | USER_1 | MF_3 | PS_SP_MFLM_A | IM24 | Instrument site for SP MFLM A ADCPS | Instrument site for SP MFLM A ADCPS | ADCPS Instrument site - SP MFLM A | XX01ABCD-PL001-001-ADCPSA001 | STATION_PAPA_MFLM_A,TEMP1 | SUBMERGED
SP_MFLM | LOGINS43 |  | USER_1 | MF_3 | PS_SP_MFLM_A | IM25 | Instrument site for SP MFLM A PHSEN | Instrument site for SP MFLM A PHSEN | PHSEN Instrument site - SP MFLM A | XX01ABCD-PL001-001-PHSENA001 | STATION_PAPA_MFLM_A,TEMP1 | SUBMERGED
SP_MFLM | LOGINS44 |  | USER_1 | MF_3 | PS_SP_MFLM_B | IM21 | Instrument site for SP MFLM B DOSTAD | Instrument site for SP MFLM B DOSTAD | DOSTA Instrument site - SP MFLM B | XX01ABCD-PL001-001-DOSTAB001 | STATION_PAPA_MFLM_B,TEMP1 | SUBMERGED
SP_MFLM | LOGINS45 |  | USER_1 | MF_3 | PS_SP_MFLM_B | IM22 | Instrument site for SP MFLM B FLORT | Instrument site for SP MFLM B FLORT | FLORT Instrument site - SP MFLM B | XX01ABCD-PL001-001-FLORTB001 | STATION_PAPA_MFLM_B,TEMP1 | SUBMERGED
SP_MFLM | LOGINS46 |  | USER_1 | MF_3 | PS_SP_MFLM_B | IM23 | Instrument site for SP MFLM B CTDMO-01 | Instrument site for SP MFLM B CTDMO-01 | CTDMO 01 Instrument site - SP MFLM B | XX01ABCD-PL001-001-CTDMOB001 | STATION_PAPA_MFLM_B,TEMP1 | SUBMERGED
SP_MFLM | LOGINS47 |  | USER_1 | MF_3 | PS_SP_MFLM_B | IM23 | Instrument site for SP MFLM B CTDMO-02 | Instrument site for SP MFLM B CTDMO-02 | CTDMO 02 Instrument site - SP MFLM B | XX01ABCD-PL001-001-CTDMOB002 | STATION_PAPA_MFLM_B,TEMP1 | SUBMERGED
SP_MFLM | LOGINS48 |  | USER_1 | MF_3 | PS_SP_MFLM_B | IM23 | Instrument site for SP MFLM B CTDMO-03 | Instrument site for SP MFLM B CTDMO-03 | CTDMO 03 Instrument site - SP MFLM B | XX01ABCD-PL001-001-CTDMOB003 | STATION_PAPA_MFLM_B,TEMP1 | SUBMERGED
SP_MFLM | LOGINS49 |  | USER_1 | MF_3 | PS_SP_MFLM_B | IM23 | Instrument site for SP MFLM B CTDMO-04 | Instrument site for SP MFLM B CTDMO-04 | CTDMO 04 Instrument site - SP MFLM B | XX01ABCD-PL001-001-CTDMOB004 | STATION_PAPA_MFLM_B,TEMP1 | SUBMERGED
SP_MFLM | LOGINS50 |  | USER_1 | MF_3 | PS_SP_MFLM_B | IM23 | Instrument site for SP MFLM B CTDMO-05 | Instrument site for SP MFLM B CTDMO-05 | CTDMO 05 Instrument site - SP MFLM B | XX01ABCD-PL001-001-CTDMOB005 | STATION_PAPA_MFLM_B,TEMP1 | SUBMERGED
SP_MFLM | LOGINS51 |  | USER_1 | MF_3 | PS_SP_MFLM_B | IM23 | Instrument site for SP MFLM B CTDMO-06 | Instrument site for SP MFLM B CTDMO-06 | CTDMO 06 Instrument site - SP MFLM B | XX01ABCD-PL001-001-CTDMOB006 | STATION_PAPA_MFLM_B,TEMP1 | SUBMERGED
SP_MFLM | LOGINS52 |  | USER_1 | MF_3 | PS_SP_MFLM_B | IM23 | Instrument site for SP MFLM B CTDMO-07 | Instrument site for SP MFLM B CTDMO-07 | CTDMO 07 Instrument site - SP MFLM B | XX01ABCD-PL001-001-CTDMOB007 | STATION_PAPA_MFLM_B,TEMP1 | SUBMERGED
SP_MFLM | LOGINS53 |  | USER_1 | MF_3 | PS_SP_MFLM_B | IM23 | Instrument site for SP MFLM B CTDMO-08 | Instrument site for SP MFLM B CTDMO-08 | CTDMO 08 Instrument site - SP MFLM B | XX01ABCD-PL001-001-CTDMOB008 | STATION_PAPA_MFLM_B,TEMP1 | SUBMERGED
SP_MFLM | LOGINS54 |  | USER_1 | MF_3 | PS_SP_MFLM_B | IM23 | Instrument site for SP MFLM B CTDMO-09 | Instrument site for SP MFLM B CTDMO-09 | CTDMO 09 Instrument site - SP MFLM B | XX01ABCD-PL001-001-CTDMOB009 | STATION_PAPA_MFLM_B,TEMP1 | SUBMERGED
SP_MFLM | LOGINS55 |  | USER_1 | MF_3 | PS_SP_MFLM_B | IM23 | Instrument site for SP MFLM B CTDMO-10 | Instrument site for SP MFLM B CTDMO-10 | CTDMO 10 Instrument site - SP MFLM B | XX01ABCD-PL001-001-CTDMOB010 | STATION_PAPA_MFLM_B,TEMP1 | SUBMERGED
SP_MFLM | LOGINS56 |  | USER_1 | MF_3 | PS_SP_MFLM_B | IM23 | Instrument site for SP MFLM B CTDMO-11 | Instrument site for SP MFLM B CTDMO-11 | CTDMO 11 Instrument site - SP MFLM B | XX01ABCD-PL001-001-CTDMOB011 | STATION_PAPA_MFLM_B,TEMP1 | SUBMERGED
SP_MFLM | LOGINS57 |  | USER_1 | MF_3 | PS_SP_MFLM_B | IM23 | Instrument site for SP MFLM B CTDMO-12 | Instrument site for SP MFLM B CTDMO-12 | CTDMO 12 Instrument site - SP MFLM B | XX01ABCD-PL001-001-CTDMOB012 | STATION_PAPA_MFLM_B,TEMP1 | SUBMERGED
SP_MFLM | LOGINS58 |  | USER_1 | MF_3 | PS_SP_MFLM_B | IM24 | Instrument site for SP MFLM B ADCPS | Instrument site for SP MFLM B ADCPS | ADCPS Instrument site - SP MFLM B | XX01ABCD-PL001-001-ADCPSB001 | STATION_PAPA_MFLM_B,TEMP1 | SUBMERGED
SP_MFLM | LOGINS59 |  | USER_1 | MF_3 | PS_SP_MFLM_B | IM25 | Instrument site for SP MFLM B PHSEN | Instrument site for SP MFLM B PHSEN | PHSEN Instrument site - SP MFLM B | XX01ABCD-PL001-001-PHSENB001 | STATION_PAPA_MFLM_B,TEMP1 | SUBMERGED

## Observatory
Scenario | ID | owner_id | org_ids | obs/name | obs/local_name | obs/description | obs/reference_designator | obs/spatial_area_name | constraint_ids | coordinate_system
STOP! | Changes to this doc can break the nose tests or interfere with test systems! BEFORE making changes, please read https://confluence.oceanobservatories.org/display/CIDev/Preload+development. AFTER making changes, please TEST, make a copy of this sheet, and commit the new URL to ion_loader.py!
DOC | [8 empty] | list of IDs
OOIR2_DEMOx | OBS_BTST_RSN |  | MF_RSN | RSN Bench Testing |  | Bench testing of RSN instruments |  | Bench Testing | GEO_10,TEMP1 | SUBMERGED
OOIR2_DEMOx | OBS_BTST_CG |  | MF_CGSN | CG Bench Testing |  | Bench testing of CG instruments |  | Bench Testing | GEO_11,TEMP1 | SUBMERGED
OOIR2_DEMOx | OBS_BTST_EA |  | MF_EA | EA Bench Testing |  | Bench testing of EA instruments |  | Bench Testing | GEO_12,TEMP1 | SUBMERGED
OOIR2_DEMO | OBS_BTST_RSN |  | MF_3 | RSN Bench Testing |  | Bench testing of RSN instruments |  | Bench Testing | GEO_10,TEMP1 | SUBMERGED
OOIR2_DEMO | OBS_BTST_CG |  | MF_3 | CG Bench Testing |  | Bench testing of CG instruments |  | Bench Testing | GEO_11,TEMP1 | SUBMERGED
OOIR2_DEMO | OBS_BTST_EA |  | MF_3 | EA Bench Testing |  | Bench testing of EA instruments |  | Bench Testing | GEO_12,TEMP1 | SUBMERGED
IDK | IDK_OBS | IDK_USER | IDK_ORG | IDK Observatory | IDK Observatory | Your desk, your office | XX01ABCD |  | GEO_IDK,TEMP_IDK | SUBMERGED1
NOSE | OBS_NOSE | USER_1 | MF_TEST | Beta Demo Site Alpha | Site Alpha | Regional Cable Demonstration Site | XX01ABCD | Beta Regional Demonstration | GEO1,TEMP1 | SUBMERGED
BETA | OBS_RSN | USER_1 | MF_3 | Beta Demo Site Alpha | Site Alpha | Regional Cable Demonstration Site | XX01ABCD | Beta Regional Demonstration | GEO1,TEMP1 | SUBMERGED
BETA | OBS_RSN2 | USER_1 | MF_3 | Beta Demo Site Beta | Site Beta | Regional Cable Demonstration Site | XX01ABCD | Beta Regional Demonstration | GEO2,TEMP1 | SUBMERGED
BETA | OBS_RSN3 | USER_1 | MF_3 | Beta Demo Site Gamma | Site Gamma | Regional Cable Demonstration Site | XX01ABCD | Beta Regional Demonstration | GEO3,TEMP1 | SUBMERGED
R2_DEMO | OBS_CGSN | G_CHAVEZ | MF_CGSN | Demo Site Global Argentine Basin | Global Argentine Basin | Global Argentine Basin Array Site | XX01ABCD | Beta Regional Demonstration | GEO4,TEMP1 | SUBMERGED
R2_DEMO | OBS_3 | USER_1 | MF_3 | Demo Site RSN | RSN | Beta RSN Demonstration Observatory Site | XX01ABCD | Beta Regional Demonstration | GEO_UW,TEMP1 | SUBMERGED
STN_PAPA | OBS_PAPA | USER_1 | MF_3 | Station Papa | Station Papa | Station Papa | XX01ABCD | Beta Regional Demonstration | GEO1,TEMP1 | SUBMERGED

## Org
Scenario | ID | owner_id | org_type | org/name | org/org_governance_name | org/description | org/institution/name | contact_id | org/url
STOP! | Changes to this doc can break the nose tests or interfere with test systems! BEFORE making changes, please read https://confluence.oceanobservatories.org/display/CIDev/Preload+development. AFTER making changes, please TEST, make a copy of this sheet, and commit the new URL to ion_loader.py!
DOC | [7 empty] | single contact only
OOIR2 | MF_RSN | K_FELDMAN | MarineFacility | RSN Facility | RSN | Marine Infrastructure managed by RSN Marine IO | Univ. of Washington | K_FELDMAN | http://ooi.washington.edu/
OOIR2 | MF_CGSN | G_CHAVEZ | MarineFacility | CGSN Facility | CGSN | Marine Infrastructure managed by CGSN Marine IO | Woods Hole Oceanographic Institution | G_CHAVEZ | http://www.whoi.edu/ooi_cgsn/
OOIR2 | MF_EA | E_DEVER | MarineFacility | EA Facility | EA | Marine Infrastructure managed by EA Marine IO | Oregon State University Institution | E_DEVER | http://ceoas.oregonstate.edu/ooi/
OOIR2_DEMO | MF_3 | USER_1 | MarineFacility | CI Bench Test Facility | BTST | Bench Testing managed by CI IO | Univ. of California, San Diego | M_MANAGER | http://ci.oceanobservatories.org/
NOSE | MF_TEST | USER_1 | MarineFacility | CASPER | CASPER | Created for preload nose test | Center for Advanced Studies Pertaining to Everything Real | TEST_USER | http://www.youtube.com/watch?v=7Sm83hIQ_4I
IDK | IDK_ORG | IDK_USER | MarineFacility | IDK_Observatory | IDK | Placeholder ORG for IDK development | IDK Org | IDK_USER1
BETA | MF_RSN | USER_1 | MarineFacility | RSN Facility | RSN | Marine Infrastructure managed by RSN Marine IO | Univ. of Washington | M_MANAGER | http://ooi.washington.edu/
BETA | MF_CGSN | USER_1 | MarineFacility | CGSN Facility | CGSN | Marine Infrastructure managed by CGSN Marine IO | Woods Hole Oceanographic Institution | M_MANAGER | http://www.whoi.edu/ooi_cgsn/
BETA | MF_EA | USER_1 | MarineFacility | EA Facility | EA | Marine Infrastructure managed by EA Marine IO | Oregon State University Institution | M_MANAGER | http://ceoas.oregonstate.edu/ooi/
BETA | MF_3 | USER_1 | MarineFacility | Beta Example Facility | BETA | Beta Demonstration of RSN Marine Facility | Univ. of Washington | M_MANAGER | http://ci.oceanobservatories.org/
Note on B4: Duplicate ID Warning -Lucas Campbell

## ParameterFunctions
Scenario | ID | HID | Name | Instrument Class | Instrument Series | Function Type | Function | Owner | Args | Kwargs | Description | Reference | SKIP
DOC | Unique Identifier | Human readable Unique Identifier Name + _ + InstCls + _ + InstSer | Cannonical Name for the Function |  |  | NumexprFunction or PythonFunction | for NumexprFunction: A string algorithm containing #'s, operators, and variables. Variables must be in the associated Parameter Map for PythonFunction: The string name of the function contained in Owner | ONLY FOR PythonFunction The package/module that contains the function | The list of arguments to feed into the function. These must be available keys in the associated Parameter Map. | ONLY FOR PythonFunction A dictionary of keyword arguments to feed into the function NOT YET SUPPORTED
LC_TEST | PFID1 | TEMPWAT_L1_CTDMO_ | TEMPWAT_L1 | CTDMO |  | NumexprFunction | (T / 10000) - 10 |  | ['T']
LC_TEST | PFID2 |  | CONDWAT_L1 | CTDMO |  | NumexprFunction | (C / 100000) - 0.5 |  | ['C']
LC_TEST | PFID3 |  | PRESWAT_L1 | CTDMO |  | NumexprFunction | (P * p_range / (0.85 * 65536)) - (0.05 * p_range) |  | ['P', 'p_range']
LC_TEST | PFID4 |  | CONDWAT_10 | CTDMO |  | NumexprFunction | C*10 |  | ['C']
LC_TEST | PFID5 |  | PRACSAL_L2 | CTDMO |  | PythonFunction | sp_from_c | pygsw.vectors | ['C','t','p']
BETA | PFID6 |  | SFLPRES_L1 | PRESF, PREST | All | NumexprFunction | p_psia * 0.689475728 |  | ['p_psia'] |  | Scaling function to convert the absolute pressure measurement in psi to dbar.
LC_TEST | PFID7 |  | sa | CTDMO |  | PythonFunction | sa_from_sp | pygsw.vectors | ['sp','p','lon','lat']
LC_TEST | PFID8 |  | rho | CTDMO |  | PythonFunction | data_density | ion_functions.data.data_functions | ['SP','p','t','lat','lon']
LC_TEST | PFID9 |  | conductivity_L1 | TEST |  | NumexprFunction | (conductivity / 100000.0) - 0.5 |  | ['conductivity']
LC_TEST | PFID10 |  | pressure_L1 | TEST |  | NumexprFunction | (pressure / 100.0) + 0.5 |  | ['pressure']
LC_TEST | PFID11 |  | temp_L1 | TEST |  | NumexprFunction | (temperature / 10000.0) - 10 |  | ['temperature']
LC_TEST | PFID12 |  | density_L2 | TEST |  | PythonFunction | data_l2_density | ion_functions.workflow_tests.fake_data | ['conductivity', 'temp', 'pressure', 'lat', 'lon']
LC_TEST | PFID13 |  | salinity_L2 | TEST |  | PythonFunction | data_l2_salinity | ion_functions.workflow_tests.fake_data | ['conductivity', 'temp', 'pressure']
LC_TEST | PFID14 |  | calibrated_temperature | TEST |  | NumexprFunction | (temperature + offset) |  | ['temperature', 'offset']
LC_TEST | PFID15 |  | explicit_lookup | TEST |  | NumexprFunction | lookup |  | ['lookup']
LC_TEST | PFID16 |  | extended_calibrated_temperature | TEST |  | NumexprFunction | lookup1 + lookup2 |  | ['lookup1', 'lookup2']
BASE | PFID17 |  | global_range_test |  |  | PythonFunction | dataqc_globalrangetest_minmax | ion_functions.qc.qc_functions | ['dat','dat_min','dat_max']
BASE | PFID18 |  | dataqc_localrangetest |  |  | PythonFunction | dataqc_localrangetest_wrapper | ion_functions.qc.qc_functions | ['dat','datlim*', 'datlimz*', 'dims*', 'pv_callback']
BASE | PFID19 |  | dataqc_spiketest |  |  | PythonFunction | dataqc_spiketest_wrapper | ion_functions.qc.qc_functions | ['dat','acc','N','L']
BASE | PFID20 |  | dataqc_polytrendtest |  |  | PythonFunction | dataqc_polytrendtest_wrapper | ion_functions.qc.qc_functions | ['dat','t','ord_n','ntsd']
BASE | PFID21 |  | dataqc_stuckvaluetest |  |  | PythonFunction | dataqc_stuckvaluetest_wrapper | ion_functions.qc.qc_functions | ['x','reso','num']
BASE | PFID22 |  | dataqc_gradienttest |  |  | PythonFunction | dataqc_gradienttest_wrapper | ion_functions.qc.qc_functions | ['dat','x','ddatdx','mindx','startdat','toldat']
LC_TEST | PFID23 |  | dataqc_solarelevation |  |  | PythonFunction | dataqc_solarelevation | ion_functions.qc.qc_functions | ['lon','lat','dt']
BASE | PFID24 |  | dataqc_propagateflags |  |  | PythonFunction | dataqc_propagateflags_wrapper | ion_functions.qc.qc_functions | ['strict_validation']
LC_TEST | PFID25 |  | dataqc_condcompress |  |  | PythonFunction | dataqc_condcompress | ion_functions.qc.qc_functions | ['p_orig','p_new','c_orig','cpcor']
BETA | PFID26 |  | ctd_pracsal |  |  | PythonFunction | ctd_pracsal | ion_functions.data.ctd_functions | ['c','t','p'] |  | Compute the L2 PRACSAL data product from CTD | http://goo.gl/0PszwY
BETA | PFID27 |  | ctd_density |  |  | PythonFunction | ctd_density | ion_functions.data.ctd_functions | ['SP','t','p','lat','lon'] |  | Compute the L2 DENSITY data product from CTD instruments | http://goo.gl/g8uWlC
LC_TEST | PFID28 |  | adcp_beam_eastward | ADCPS, ADCPT | (I,K), (B,D,E) | PythonFunction | adcp_beam_eastward | ion_functions.data.adcp_functions | ['b1','b2','b3','b4','h','p','r','vf','lat','lon','z','dt'] |  | Compute the L1 VELPROF-VLE data product from ADCPs configured to output their data in Beam Coordinates.
LC_TEST | PFID29 |  | adcp_beam_northward | ADCPS, ADCPT | (I,K), (B,D,E) | PythonFunction | adcp_beam_northward | ion_functions.data.adcp_functions | ['b1','b2','b3','b4','h','p','r','vf','lat','lon','z','dt'] |  | Compute the L1 VELPROF-VLN data product from ADCPs configured to output their data in Beam Coordinates.
LC_TEST | PFID30 |  | adcp_beam_vertical | ADCPS, ADCPT | (I,K), (B,D,E) | PythonFunction | adcp_beam_vertical | ion_functions.data.adcp_functions | ['b1','b2','b3','b4','h','p','r','vf'] |  | Compute the L1 VELPROF-VLU data product from ADCPs configured to output their data in Beam Coordinates.
LC_TEST | PFID31 |  | adcp_beam_error | ADCPS, ADCPT | (I,K), (B,D,E) | PythonFunction | adcp_beam_error | ion_functions.data.adcp_functions | ['b1','b2','b3','b4'] |  | Compute the L1 VELPROF-ERR data product from ADCPs configured to output their data in Beam Coordinates.
VOID | PFID32 |  | adcp_beam2ins |  |  | PythonFunction | adcp_beam2ins | ion_functions.data.adcp_functions | ['b1','b2','b3','b4'] |  | Note, these functions should not be represented here, please use the above 4 functions to convert beam measurements to desired data products
VOID | PFID33 |  | adcp_ins2earth |  |  | PythonFunction | adcp_ins2earth | ion_functions.data.adcp_functions | ['u','v','w','heading','pitch','roll','vertical'] |  | Note, these functions should not be represented here, please use the above 4 functions to convert beam measurements to desired data products
VOID | PFID34 |  | adcp_magvar |  |  | PythonFunction | adcp_magvar | ion_functions.data.adcp_functions | ['theta','uu','vv'] |  | Note, these functions should not be represented here, please use the above 4 functions to convert beam measurements to desired data products
BETA | PFID35 |  | ctd_sbe16plus_tempwat | CTDBP | All | PythonFunction | ctd_sbe16plus_tempwat | ion_functions.data.ctd_functions | ['t0','a0','a1','a2','a3'] |  | Compute the L1 TEMPWAT data product from the SBE 16Plus V2 CTD instruments | http://goo.gl/hqD0OA
BETA | PFID36 |  | ctd_sbe16plus_preswat | CTDBP | C,D,E,F | PythonFunction | ctd_sbe16plus_preswat | ion_functions.data.ctd_functions | ['p0','therm0','ptempa0','ptempa1','ptempa2','ptca0','ptca1','ptca2','ptcb0','ptcb1','ptcb2','pa0','pa1','pa2'] |  | Compute the L1 PRESWAT data product from the SBE 16Plus V2 CTD instruments | http://goo.gl/366Lrj
BETA | PFID37 |  | ctd_sbe16plus_condwat | CTDBP | All | PythonFunction | ctd_sbe16plus_condwat | ion_functions.data.ctd_functions | ['c0','t1','p1','g','h','i','j','cpcor','ctcor'] |  | Compute the L1 CONDWAT data product from the SBE 16Plus V2 CTD instruments | http://goo.gl/5M0qGW
CW_TEST | PFID38 |  | adcp_scaling | ADCPA, ADCPS, ADCPT | All, (J,L,N), (C,F,G,M) | NumexprFunction | vel / 1000.0 |  | ['vel'] |  | Applying scaling function to convert L0 VELPROF data from mm/s to the L1 VELPROF in m/s.
CW_TEST | PFID39 |  | pco2_abs434_ratio | PCO2W | All | PythonFunction | pco2_abs434_ratio | ion_functions.data.co2_functions | ['light'] |  | Optical Absorbance Ratio at 434 nm
CW_TEST | PFID40 |  | pco2_abs620_ratio | PCO2W | All | PythonFunction | pco2_abs620_ratio | ion_functions.data.co2_functions | ['light'] |  | Optical Absorbance Ratio at 620 nm
CW_TEST | PFID41 |  | pco2_abs434_blank | PCO2W | All | PythonFunction | pco2_abs434_blank | ion_functions.data.co2_functions | ['mtype','light','a434blnk'] |  | Extract Optical Absorbance Ratio at 434 nm from the blank cycle to use as a blank in calculating pCO2.
CW_TEST | PFID42 |  | pco2_abs620_blank | PCO2W | All | PythonFunction | pco2_abs620_blank | ion_functions.data.co2_functions | ['mtype','light','a620blnk'] |  | Extract Optical Absorbance Ratio at 620 nm from the blank cycle to use as a blank in calculating pCO2.
CW_TEST | PFID43 |  | pco2_thermistor | PCO2W | All | PythonFunction | pco2_thermistor | ion_functions.data.co2_functions | ['traw'] |  | Convert the raw thermistor resistivity from counts to deg_C for use in subsequent pCO2 calculations
CW_TEST | PFID44 |  | pco2_pco2wat | PCO2W | All | PythonFunction | pco2_pco2wat | ion_functions.data.co2_functions | ['mtype','light','therm','ea434','eb434','ea620','eb620','calt','cala','calb','calc','a434blnk','a620blnk'] |  | Compute the L1 PCO2WAT data product from the SAMI-II pCO2 instruments
CW_TEST | PFID45 |  | ph_434_intensity | PHSEN | All | PythonFunction | ph_434_intensity | ion_functions.data.ph_functions | ['light'] |  | Extract the absorbance signal intensity at 434 nm from the light measurements collected by the SAMI-II pH instrument
CW_TEST | PFID46 |  | ph_578_intensity | PHSEN | All | PythonFunction | ph_578_intensity | ion_functions.data.ph_functions | ['light'] |  | Extract the absorbance signal intensity at 620 nm from the light measurements collected by the SAMI-II pH instrument
CW_TEST | PFID47 |  | ph_thermistor | PHSEN | All | PythonFunction | ph_thermistor | ion_functions.data.ph_functions | ['traw'] |  | Convert the raw thermistor resistivity from counts to deg_C for use in subsequent pH calculations
CW_TEST | PFID48 |  | ph_phwater | PHSEN | All | PythonFunction | ph_phwater | ion_functions.data.ph_functions | ['ref','light','therm','ea434','eb434','ea578','eb578'] |  | Compute the L1 PHWATER data product from the SAMI-II pH instrument
CW_TEST | PFID49 |  | adcp_earth_eastward | ADCPA, ADCPS, ADCPT | All, (J,L,N), (C,F,G,M) | PythonFunction | adcp_earth_eastward | ion_functions.data.adcp_functions | ['u','v','z','lat','lon','dt'] |  | Scale and apply the magnetic variation correction the eastward velocity component of data collect from ADCPs using the Earth Coordinate transform. Yields VELPROF-VLE_L1 data product
CW_TEST | PFID50 |  | adcp_earth_northward | ADCPA, ADCPS, ADCPT | All, (J,L,N), (C,F,G,M) | PythonFunction | adcp_earth_northward | ion_functions.data.adcp_functions | ['u','v','z','lat','lon','dt'] |  | Scale and apply the magnetic variation correction the northward velocity component of data collect from ADCPs using the Earth Coordinate transform. Yields VELPROF-VLN_L1 data product
OPTAA | PFID51 |  | opt_beam_attenuation | OPTAA | All | PythonFunction | opt_beam_attenuation | ion_functions.data.opt_functions | ['cref','csig','traw','cwl','coff','tcal','tbins','tc_arr','T','PS'] |  | Compute the beam attenuation coefficient (OPTATTN_L2) from raw OPTAA instrument output and instrument specific calibration files.
OPTAA | PFID52 |  | opt_optical_absorption | OPTAA | All | PythonFunction | opt_optical_absorption | ion_functions.data.opt_functions | ['aref','asig','traw','awl','aoff','tcal','tbins','ta_arr','cpd_ts','cwl','T','PS'] |  | Compute the optical absorption coefficient (OPTABSN_L2) from raw OPTAA instrument output and instrument specific calibration files.
BETA | PFID53 |  | nobska_mag_corr_east | VEL3D | A,B | PythonFunction | nobska_mag_corr_east | ion_functions.data.vel_functions | ['uu','vv','lat','lon','timestamp'] |  | L1 VELPTTU-VLE (Nobska) by correcting L0 for compass declination and converting from cm/s to m/s. | http://bit.ly/1aUbqg9
BETA | PFID54 |  | nobska_mag_corr_north | VEL3D | A,B | PythonFunction | nobska_mag_corr_north | ion_functions.data.vel_functions | ['uu','vv','lat','lon','timestamp'] |  | L1 VELPTTU-VLN (Nobska) by correcting L0 for compass declination and converting from cm/s to m/s. | http://bit.ly/1aUbqg9
BETA | PFID55 |  | nortek_mag_corr_east | VEL3D | C,D | PythonFunction | nortek_mag_corr_east | ion_functions.data.vel_functions | ['uu','vv','lat','lon','timestamp'] |  | L1 VELPTTU-VLE (Nortek Vector) or L1 VELPTMN-VLE (Nortek Aquadopp) by correcting theL0 for compass declination and converting from mm/s to m/s.
BETA | PFID56 |  | nortek_mag_corr_north | VEL3D | C,D | PythonFunction | nortek_mag_corr_north | ion_functions.data.vel_functions | ['uu','vv','lat','lon','timestamp'] |  | L1 VELPTTU-VLN (Nortek Vector) or L1 VELPTMN-VLN (Nortek Aquadopp) by correcting theL0 for compass declination and converting from mm/s to m/s.
BETA | PFID57 |  | nobska_scale_up_vel | VEL3D | A,B | NumexprFunction | w / 100.0 |  | ['w'] |  | L1 VELPTTU-VLU (Nobska) by converting L0 from cm/s to m/s. | http://bit.ly/1aUbqg9
BETA | PFID58 |  | nortek_scale_up_vel | VEL3D | C,D | NumexprFunction | w / 1000.0 |  | ['w'] |  | L1 VELPTTU-VLU (Nortek Vecotor) or L1 VELPTMN-VLU (Nortek Aquadopp) by converting L0 from mm/s to m/s.
SP_TEST | PFID59 |  | do2_SVU | DOSTA | ALL | PythonFunction | do2_SVU | ion_functions.data.do2_functions | ['calphase','do_temp','csv'] |  | The Stern-Volmer-Uchida equation that converts phase into temperature corrected dissolved oxygen L1 DOCONCS
SP_TEST | PFID60 |  | o2_counts_to_uM | CTDBP | N,O | NumexprFunction | (o2_counts / 10000.0) - 10.0 |  | ['o2_counts'] |  | L1 DOCONCS from a CTDBP linked DOSTA, converts counts to umol/L
SP_TEST | PFID61 |  | do2_salinity_correction | DOSTA | ALL | PythonFunction | do2_salinity_correction | ion_functions.data.do2_functions | ['DO','do_temp', 'P','T','SP','lat','lon'] |  | Salinity and pressure correction to dissolved oxygen producing L2 DOCONCS
CW_TEST | PFID62 |  | sfl_trhph_reftemp | TRHPH | ALL | NumexprFunction | 27.50133 - 17.2658 * V_s + 15.83424 / V_s |  | ['V_s'] |  | TRHPH thermistor reference temperature
BETA | PFID63 |  | sfl_trhph_vfltemp | TRHPH | ALL | PythonFunction | sfl_trhph_vfltemp | ion_functions.data.sfl_functions | ['V_s','V_c','a','b','c','d','e'] |  | L1 TRHPHTE, Vent Fluid Temperature from the TRHPH instrument class.
BETA | PFID64 |  | sfl_trhph_chloride | TRHPH | ALL | PythonFunction | sfl_trhph_chloride | ion_functions.data.sfl_functions | ['V_R1','V_R2','V_R3','T'] |  | L2 TRHPHCC, Vent Fluid Chloride Concentration from the TRHPH instrument class.
BETA | PFID65 |  | sfl_trhph_vflorp | TRHPH | ALL | NumexprFunction | (ORP_V * 1000.0 - offset) / gain |  | ['ORP_V','offset','gain'] |  | L1 TRHPHEH, Vent Fluid Oxidation-Reduction Potential (ORP) from the TRHPH instrument class.
LC_TEST | PFID66 |  | identity | NA |  | NumexprFunction | x |  | ['x'] |  | Identity Function
CW_TEST | PFID67 |  | partial_pressure_co2 | PCO2A | ALL | NumexprFunction | xCO2 * p / 1013.25 |  | ['xCO2','p'] |  | Partial Pressure of CO2 in the atmosphere (PCO2ATM_L1) or the surface seawater (PCO2SSW_L1).
SP_TEST | PFID68 |  | barpress_mbar_2_pascals | METBK | ALL | NumexprFunction | barpres * 100 |  | ['barpress'] |  | convert L0 barometric pressure BARPRES in millibars(mbar) to Pascals (Pa) to produce L1 BARPRES
SP_TEST | PFID69 |  | windavg_mag_corr_east | METBK | ALL | PythonFunction | windavg_mag_corr_east | ion_functions.data.met_functions | ['uu','vv','lat','lon','timestamp']
SP_TEST | PFID70 |  | windavg_mag_corr_north | METBK | ALL | PythonFunction | windavg_mag_corr_north | ion_functions.data.met_functions | ['uu','vv','lat','lon','timestamp']
CW_TEST | PFID71 |  | prs_bottilt_ccmp | BOTPT | ALL | PythonFunction | prs_bottilt_ccmp | ion_functions.data.prs_functions | ['scmp','sn'] |  | Correct the sensor compass direction from the Applied Geomechanics LILY tilt sensor, accounting for magentic declination and individual sensor idiosyncracies.
CW_TEST | PFID72 |  | prs_bottilt_tmag | BOTPT | ALL | PythonFunction | prs_bottilt_tmag | ion_functions.data.prs_functions | ['x_tilt','y_tilt'] |  | Calculate the tilt magnitude for BOTPT Seafloor Pressure instruments.
CW_TEST | PFID73 |  | prs_bottilt_tdir | BOTPT | ALL | PythonFunction | prs_bottilt_tdir | ion_functions.data.prs_functions | ['x_tilt','y_tilt','ccmp'] |  | Calculate the tilt direction for the BOTPT Seafloor Pressure instruments.
CW_TEST | PFID74 |  | scale_and_offset | FLORT | D | NumexprFunction | sf * (X - off) |  | ['sf','X','off'] |  | Converts a value, X, using a scaling factor (sf) and offset (off)
CW_TEST | PFID75 |  | par_satlantic | PARAD | 1,A | NumexprFunction | Im * a1 * (x - a0) |  | ['Im','a0','a1','x'] |  | Calculates the L1 OPTPARW from the Satlantic instrument on the RSN Shallow Profiler.
CW_TEST | PFID76 |  | par_biospherical | PARAD | K,M,N | NumexprFunction | (raw - offset) / wet_scale |  | ['raw','offset','wet_scale'] |  | Calculate the L1 OPTPARW from the Biospherical QSP-2100 series of scalar instruments.

## ParameterDefs
Scenario | confluence | Name | ID | HID | HID Conflict | Parameter Type | Value Encoding | Code Set | Unit of Measure | Fill Value | Display Name | Precision | visible | Parameter Function ID | Parameter Function Map | Lookup Value | QC Functions | Standard Name | Data Product Identifier | Reference URLS | Description | Review Status | Review Comment | Long Name | SKIP
DOC:Definition |  | System internal name of the parameter. Parameter are allowed to have the same name, as long as the attributes are different. The HID and ID columns determine uniqueness. | Parameter Definition Identifier This is the "global" identifier for the parameter. It should be UNIQUE and STATIC among all parameters as it will be used to identify this parameter within other spreadsheets / contexts. There is outstanding debate as to if this ID should be a simple incrementing ID (as below) or a computable SHA style identifier. | Human-Readable Identifier CALCULATED from the following attributes of a parameter: Name, Parameter Type, Value Encoding, and Unit of Measure Intended for rapid comparison of parameters by a human. NOT utilized programmatically for comparison. May be used to calculate the ID. MUST be unique - if not, will be indicated in the Conflict column | Formula to detect duplication of a parameter (HID) within this spreadsheet. If the row is unique, the cell will contain a 0. If a row is a duplicate, the cell will turn green and contain a positive # indicating the # of conflicting parameters. | Member of the code set ParameterType | The encoding of the value. Typically an intrinsic type. 'opaque' indicates an undefined value encoding and is stored as raw bits (blob) If the Parameter Type is 'category', the value encoding should match the encoding of the KEY | If the Parameter Type is "category", this column holds the definition of the key:value map of meanings "Code Set" is the general term for an Enumeration Remember to have the fill value as a category | From UDUNITS vocabulary | A value used to represent missing or undefined data. Please ensure that the fill_value is NOT a valid value for the parameter. For example, 0 is typically a very poor fill_value since it is usually valid (i.e. for temp, lat, lon, pressure, salinity, etc). | The expected display name for R2.1 and beyond. Will be a required field in R2.1 and beyond. May not be used in 2.0 | This column should contain the decimal precision that the UI Charts/Tables will utilize to display the appropriate values. If a precision is not known, leave it blank (it will still use the default). If the default is to be used (currently precision of 5 decimal digits), and its approved to use whatever the default value is, set the value to "default". If the value is not a float, the value should be set to 0. | [5 empty] | The CF Standard Name for this parameter: http://cf-pcmdi.llnl.gov/documents/cf-standard-names/standard-name-table/20/cf-standard-name-table.html | OOI Data Product Identifier as defined in SAF | List of URLS to parameter documentation | A human-readable description of the parameter. | Parameters must be reviewed for accuracy and completeness by an individual other than the parameter author. Please indicate when a parameter, or group of parameters are "ready for review" in this column. After review is complete, the reviewer should mark the column as "Review Complete", or "Review Issue" . |  | CF Long Name. A long descriptive name, which may be used, for example, for labeling plots.
DOC:WARNING |  | r2deploy loads the BASE scenario from CSV files located in ion-definitions/res/preload/r2_ioc and NOT from this document or the one in TESTED_DOC. Please export changes to CSV files to change system bootstrap! |  |  | PD889
DOC:Namespace |  | ION::Name |  | internal-only | internal-only | ION::ParameterType | ION::Value Encoding | ION::Code Set | ION::Unit of Measure | ION:Fill Value | ION::Display Name (May be removed) | [6 empty] | CF::Standard Name | OOI::Data Product Identifier | ION::Reference URLS | ION::Description |  |  | CF::Long Name
DOC:Vocabulary | [17 empty] | http://cf-pcmdi.llnl.gov/documents/cf-standard-names/standard-name-table/20/cf-standard-name-table.html
DOC: Required | no | yes | yes | '-- | '-- | yes | yes | yes if ParameterType == category | yes | yes | yes |  |  | not yet | not yet |  |  | no | no | no | no |  |  | no
DOC:CI_Attribute_Name |  | Parameter.name | [X] | [X] | [X] | Parameter.parameter_type | Parameter.value_encoding | [into code_report] | Parameter.units | Parameter.fill_value | Parameter.display_name | Parameter.precision |  | [X] | [X] | [X] | [X] | Parameter.standard_name | Parameter.ooi_short_name | Parameter.reference_urls | Parameter.description | [X] | [X] | [X] | [X]
BASE |  | conductivity | PD1 | conductivity_quantity_float32_S_m_1 | 0 | quantity | float32 |  | S m-1 | -9999999 | Conductivity, S m-1 | 6 |  |  |  |  | CONDWAT | sea_water_electrical_conductivity | CONDWAT_L1 |  | In situ water conductivity (C_L1) in Siemens per meter [S/m] from the conductivity, temperature and depth (CTD) family of instruments | Reviewed-KS |  | Conductivity
BASE |  | pressure | PD2 | pressure_quantity_float32_dbar | 0 | quantity | float32 |  | dbar | -9999999 | Pressure (Depth), dbar | 3 |  |  |  |  | PRESWAT | sea_water_pressure | PRESWAT_L1 |  | Sea pressure (abolute pressure less the pressure of one standard atmosphere), in decibars from the conductivity, temperature and depth (CTD) family of instruments into decibars. | Reviewed-KS |  | Pressure (Depth)
BASE |  | salinity | PD3 | salinity_quantity_float32_1 | 1 | quantity | float32 |  | 1 | -9999999 | Practical Salinity | 3 |  |  |  |  | PRACSAL | sea_water_practical_salinity | PRACSAL_L2 |  | Practical Salinity is defined on the Practical Salinity Scale of 1978 (PSS-78) and is calculated from the electrical conductivity of sea water (as well as temperature and pressure). | Reviewed-KS |  | Practical Salinity
CW_TEST |  | salinity | PD4 | salinity_quantity_float32_g_kg_1 | 0 | quantity | float32 |  | g kg-1 | -9999999 | Absolute Salinity | 3 | [5 empty] | sea_water_absolute_salinity |  | www.teos-10.org; Millero et al., 2008 doi: 10.1016/j.dsr.2007.10.001. | Measure of absolute salinity adopted and defined jointly by the Intergovernmental Oceanographic Commission (IOC), International Association for the Physical Sciences of the Oceans (IAPSO) and the Scientific Committee on Oceanic Research (SCOR) in 2010. Absolute Salinity represents, to the best available accuracy, the mass fraction of dissolved solute in a sample of Standard Seawater of the same density as the observed sample. It is the mass fraction of dissolved material in sea water. | Reviewed-KS |  | Absolute Salinity
BASE |  | density | PD5 | density_quantity_float32_kg_m_3 | 1 | quantity | float32 |  | kg m-3 | -9999999 | Density, kg m-3 | 3 |  |  |  |  | DENSITY | sea_water_density | DENSITY_L2 |  | The density of seawater in kg m-3 computed using the TEOS-10 equations with data from the conductivity, temperature and depth (CTD) family of instruments. | Reviewed-KS |  | Density
BASE |  | temp | PD6 | temp_quantity_float32_deg_C | 0 | quantity | float32 |  | deg_C | -9999999 | Temperature | 4 |  |  |  |  | TEMPWAT | sea_water_temperature | TEMPWAT_L1 |  | The OOI Level 1 Water Temperature data product, computed by converting raw hexadecimal temperature data from the conductivity, temperature and depth (CTD) family of instruments into degrees C. | Reviewed-KS |  | Water temperature
BASE |  | time | PD7 | time_quantity_float64_seconds_since_1900_01_01 | 0 | quantity | float64 |  | seconds since 1900-01-01 | -9999999 | Time, seconds since 1900-01-01 | [6 empty] | time |  |  | Time in seconds since 1900-01-01 | Reviewed-KS
BASE |  | lat | PD8 | lat_quantity_float32_degree_north | 0 | quantity | float32 |  | degree_north | -9999999 | Latitude, degrees North |  | FALSE |  |  |  |  | latitude
BASE |  | lon | PD9 | lon_quantity_float32_degree_east | 0 | quantity | float32 |  | degree_east | -9999999 | Longitude, degrees East |  | FALSE |  |  |  |  | longitude
BASE |  | port_timestamp | PD10 | port_timestamp_quantity_float64_seconds_since_1900_01_01 | 0 | quantity | float64 |  | seconds since 1900-01-01 | -9999999 | Port Timestamp, seconds since 1900-01-01 |  | FALSE | [7 empty] | Port timestamp in seconds since 1900-01-01 | Reviewed-KS
BASE |  | driver_timestamp | PD11 | driver_timestamp_quantity_float64_seconds_since_1900_01_01 | 0 | quantity | float64 |  | seconds since 1900-01-01 | -9999999 | Driver Timestamp, seconds since 1900-01-01 |  | FALSE | [7 empty] | Driver timestamp in seconds since 1900-01-01 | Reviewed-KS
BASE |  | internal_timestamp | PD12 | internal_timestamp_quantity_float64_seconds_since_1900_01_01 | 0 | quantity | float64 |  | seconds since 1900-01-01 | -9999999 | Internal Timestamp, seconds since 1900-01-01 |  | FALSE | [7 empty] | Internal timestamp in seconds since 1900-01-01 | Reviewed-KS
BASE |  | serial_num | PD13 | serial_num_array_quantity_int32_1 | 0 | array<quantity> | int32 |  | 1 | -9999999 | Serial number | 0 | FALSE
BASE |  | counts | PD14 | counts_quantity_uint64_counts | 0 | quantity | uint64 |  | counts | 0 |  | 0
BASE | PARAD | checksum | PD15 | checksum_quantity_int32_1 | 0 | quantity | int32 |  | 1 | -9999999 | Checksum | 0
BASE |  | preferred_timestamp | PD16 | preferred_timestamp_category_int8_str_int8_1 | 0 | category<int8:str> | int8 | {0:'port_timestamp', 1:'driver_timestamp', 2:'internal_timestamp', 3:'time', -99:'empty'} | 1 | -99 | Preferred Timestamp | 0 | [8 empty] | Timestamp preferred as official record. | Reviewed-KS
BASE |  | quality_flag | PD17 | quality_flag_array_ | 0 | array<>
BASE |  | viz_timestamp | PD18 | viz_timestamp_quantity_float64_seconds_since_1900_01_01 | 0 | quantity | float64 |  | seconds since 1900-01-01 | -9999999 | Timestamp, seconds since 1900-01-01 |  | FALSE
BASE |  | viz_product_type | PD19 | viz_product_type_array_ | 0 | array<>
BASE |  | image_obj | PD20 | image_obj_array_ | 0 | array<> |  |  |  |  | Image object | 0
BASE |  | image_name | PD21 | image_name_array_ | 0 | array<> |  |  |  |  | Image name | 0
BASE |  | content_type | PD22 | content_type_array_ | 0 | array<> |  |  |  |  | Content type | 0
BASE |  | google_dt_components | PD23 | google_dt_components_record_ | 0 | record<> | [5 empty] | 0
BASE |  | hc_data | PD1157 | hc_data_array_ | 0 | array<> | [5 empty] | 0
BASE |  | mpl_graph | PD24 | mpl_graph_record_ | 0 | record<> | [5 empty] | 0
BASE |  | dummy | PD25 | dummy_quantity_int64_ | 0 | quantity | int64 |  |  | 0 |  | 0
BASE |  | raw | PD26 | raw_array_quantity_opaque_1 | 0 | array<quantity> | opaque |  | 1 |  | raw data | 0 | [8 empty] | Raw, unformatted data directly from instrument.
BASE |  | input_voltage | PD27 | input_voltage_quantity_float64_volts | 0 | quantity | float64 |  | volts | -1 | Input voltage
BASE | PARAD | elapsed_time | PD28 | elapsed_time_quantity_float64_s | 0 | quantity | float64 |  | s | -1 | Time since reset, seconds
BASE |  | pressure_temp | PD29 | pressure_temp_quantity_float32_deg_C | 0 | quantity | float32 |  | deg_C | -9999 | Internal temperature at the pressure sensor, deg C | [9 empty] | The temperature at the pressure sensor (inside the housing, but isolated from housing and the electronics.
TEST |  | sample_param | PD30 | sample_param_quantity_uint16_shouldnt_work_ | 0 | quantity | uint16 |  | shouldnt work | -1 |  | 0
VOID |  | condwat_glblrng_qc | PD31 | condwat_glblrng_qc_boolean_int8_1 | 0 | boolean | int8 |  | 1 | -9 | Conductivity global range QC | 0 | [6 empty] | CONDWAT_GLBLRNG_QC |  | The OOI Global Range quality control algorithm generates a QC flag for the input data point indicating whether it falls within a given range.
VOID |  | condwat_loclrng_qc | PD32 | condwat_loclrng_qc_boolean_int8_1 | 0 | boolean | int8 |  | 1 | -9 | Conductivity local range QC | 0 | [6 empty] | CONDWAT_LOCLRNG_QC |  | The local range test is a QC test that reports whether input data points fall within given ranges
VOID |  | condwat_spketst_qc | PD33 | condwat_spketst_qc_boolean_int8_1 | 0 | boolean | int8 |  | 1 | -9 | Conductivity spike test QC | 0 | [6 empty] | CONDWAT_SPKETST_QC |  | The OOI Spike Test quality control algorithm generates a flag for individual data values that deviate significantly from surrounding data values.
VOID |  | condwat_stuckvl_qc | PD34 | condwat_stuckvl_qc_boolean_int8_1 | 0 | boolean | int8 |  | 1 | -9 | Conductivity Stuck Value QC | 0 | [6 empty] | CONDWAT_STUCKVL_QC |  | The OOI Stuck Value Test quality control algorithm generates a flag for repeated occurrence of one value in a time series.
VOID |  | condwat_sptl_gradtst_qc | PD35 | condwat_sptl_gradtst_qc_boolean_int8_1 | 0 | boolean | int8 |  | 1 | -9 | Conductivity spatial gradient QC | 0 | [6 empty] | CONDWAT_SPTL_GRADTST_QC |  | The OOI Gradient Test quality control algorithm generates QC flags indicating whether changes between successive data points in space fall within a given range.
VOID |  | condwat_tmpl_gradtst_qc | PD36 | condwat_tmpl_gradtst_qc_boolean_int8_1 | 0 | boolean | int8 |  | 1 | -9 | Conductivity temporal gradient QC | 0 | [6 empty] | CONDWAT_TMPL_GRADTST_QC |  | The OOI Gradient Test quality control algorithm generates QC flags indicating whether changes between successive data points in time fall within a given range.
VOID |  | preswat_glblrng_qc | PD37 | preswat_glblrng_qc_boolean_int8_1 | 0 | boolean | int8 |  | 1 | -9 | Pressure global range QC | 0 | [6 empty] | PRESWAT_GLBLRNG_QC |  | The OOI Global Range Test quality control algorithm generates a QC flag for the input data point indicating whether it falls within a given range.
VOID |  | preswat_loclrng_qc | PD38 | preswat_loclrng_qc_boolean_int8_1 | 0 | boolean | int8 |  | 1 | -9 | Pressure local range QC | 0 | [6 empty] | PRESWAT_LOCLRNG_QC |  | The local range test is a QC test that reports whether input data points fall within given ranges
VOID |  | preswat_spketst_qc | PD39 | preswat_spketst_qc_boolean_int8_1 | 0 | boolean | int8 |  | 1 | -9 | Pressure spike test QC | 0 | [6 empty] | PRESWAT_SPKETST_QC |  | The OOI Spike Test quality control algorithm generates a flag for individual data values that deviate significantly from surrounding data values.
VOID |  | preswat_stuckvl_qc | PD40 | preswat_stuckvl_qc_boolean_int8_1 | 0 | boolean | int8 |  | 1 | -9 | Pressure Stuck Value QC | 0 | [6 empty] | PRESWAT_STUCKVL_QC |  | The OOI Stuck Value Test quality control algorithm generates a flag for repeated occurrence of one value in a time series.
VOID |  | preswat_sptl_gradtst_qc | PD41 | preswat_sptl_gradtst_qc_boolean_int8_1 | 0 | boolean | int8 |  | 1 | -9 | Pressure spatial gradient QC | 0 | [6 empty] | PRESWAT_SPTL_GRADTST_QC |  | The OOI Gradient Test quality control algorithm generates QC flags indicating whether changes between successive data points in space fall within a given range.
VOID |  | preswat_tmpl_gradtst_qc | PD42 | preswat_tmpl_gradtst_qc_boolean_int8_1 | 0 | boolean | int8 |  | 1 | -9 | Pressure temporal gradient QC | 0 | [6 empty] | PRESWAT_TMPL_GRADTST_QC |  | The OOI Gradient Test quality control algorithm generates QC flags indicating whether changes between successive data points in time fall within a given range.
VOID |  | tempwat_glblrng_qc | PD43 | tempwat_glblrng_qc_boolean_int8_1 | 0 | boolean | int8 |  | 1 | -9 | Temperature global range QC | 0 | [6 empty] | TEMPWAT_GLBLRNG_QC |  | The OOI Global Range Test quality control algorithm generates a QC flag for the input data point indicating whether it falls within a given range.
VOID |  | tempwat_loclrng_qc | PD44 | tempwat_loclrng_qc_boolean_int8_1 | 0 | boolean | int8 |  | 1 | -9 | Temperature local range QC | 0 | [6 empty] | TEMPWAT_LOCLRNG_QC |  | The local range test is a QC test that reports whether input data points fall within given ranges
VOID |  | tempwat_spketst_qc | PD45 | tempwat_spketst_qc_boolean_int8_1 | 0 | boolean | int8 |  | 1 | -9 | Temperature spike test QC | 0 | [6 empty] | TEMPWAT_SPKETST_QC |  | The OOI Spike Test quality control algorithm generates a flag for individual data values that deviate significantly from surrounding data values.
VOID |  | tempwat_stuckvl_qc | PD46 | tempwat_stuckvl_qc_boolean_int8_1 | 0 | boolean | int8 |  | 1 | -9 | Temperature Stuck Value QC | 0 | [6 empty] | TEMPWAT_STUCKVL_QC |  | The OOI Stuck Value Test quality control algorithm generates a flag for repeated occurrence of one value in a time series.
VOID |  | tempwat_sptl_gradtst_qc | PD47 | tempwat_sptl_gradtst_qc_boolean_int8_1 | 0 | boolean | int8 |  | 1 | -9 | Temperature spatial gradient QC | 0 | [6 empty] | TEMPWAT_SPTL_GRADTST_QC |  | The OOI Gradient Test quality control algorithm generates QC flags indicating whether changes between successive data points in space fall within a given range.
VOID |  | tempwat_tmpl_gradtst_qc | PD48 | tempwat_tmpl_gradtst_qc_boolean_int8_1 | 0 | boolean | int8 |  | 1 | -9 | Temperature temporal gradient QC | 0 | [6 empty] | TEMPWAT_TMPL_GRADTST_QC |  | The OOI Gradient Test quality control algorithm generates QC flags indicating whether changes between successive data points in time fall within a given range.
VOID |  | pracsal_glblrng_qc | PD49 | pracsal_glblrng_qc_boolean_int8_1 | 0 | boolean | int8 |  | 1 | -9 | Practical salinity global range QC | 0 | [6 empty] | PRACSAL_GLBLRNG_QC |  | The OOI Global Range Test quality control algorithm generates a QC flag for the input data point indicating whether it falls within a given range.
VOID |  | pracsal_loclrng_qc | PD50 | pracsal_loclrng_qc_boolean_int8_1 | 0 | boolean | int8 |  | 1 | -9 | Practical salinity local range QC | 0 | [6 empty] | PRACSAL_LOCLRNG_QC |  | The local range test is a QC test that reports whether input data points fall within given ranges
VOID |  | pracsal_spketst_qc | PD51 | pracsal_spketst_qc_boolean_int8_1 | 0 | boolean | int8 |  | 1 | -9 | Practical salinity spike test QC | 0 | [6 empty] | PRACSAL_SPKETST_QC |  | The OOI Spike Test quality control algorithm generates a flag for individual data values that deviate significantly from surrounding data values.
VOID |  | pracsal_stuckvl_qc | PD52 | pracsal_stuckvl_qc_boolean_int8_1 | 0 | boolean | int8 |  | 1 | -9 | Practical salinity Stuck Value QC | 0 | [6 empty] | PRACSAL_STUCKVL_QC |  | The OOI Stuck Value Test quality control algorithm generates a flag for repeated occurrence of one value in a time series.
VOID |  | pracsal_sptl_gradtst_qc | PD53 | pracsal_sptl_gradtst_qc_boolean_int8_1 | 0 | boolean | int8 |  | 1 | -9 | Practical salinity spatial gradient QC | 0 | [6 empty] | PRACSAL_SPTL_GRADTST_QC |  | The OOI Gradient Test quality control algorithm generates QC flags indicating whether changes between successive data points in space fall within a given range.
VOID |  | pracsal_tmpl_gradtst_qc | PD54 | pracsal_tmpl_gradtst_qc_boolean_int8_1 | 0 | boolean | int8 |  | 1 | -9 | Practical salinity temporal gradient QC | 0 | [6 empty] | PRACSAL_TMPL_GRADTST_QC |  | The OOI Gradient Test quality control algorithm generates QC flags indicating whether changes between successive data points in time fall within a given range.
VOID |  | density_glblrng_qc | PD55 | density_glblrng_qc_boolean_int8_1 | 0 | boolean | int8 |  | 1 | -9 | Density global range QC | 0 | [6 empty] | DENSITY_GLBLRNG_QC |  | The OOI Global Range Test quality control algorithm generates a QC flag for the input data point indicating whether it falls within a given range.
VOID |  | density_loclrng_qc | PD56 | density_loclrng_qc_boolean_int8_1 | 0 | boolean | int8 |  | 1 | -9 | Density local range QC | 0 | [6 empty] | DENSITY_LOCLRNG_QC |  | The local range test is a QC test that reports whether input data points fall within given ranges
VOID |  | density_spketst_qc | PD57 | density_spketst_qc_boolean_int8_1 | 0 | boolean | int8 |  | 1 | -9 | Density spike test QC | 0 | [6 empty] | DENSITY_SPKETST_QC |  | The OOI Spike Test quality control algorithm generates a flag for individual data values that deviate significantly from surrounding data values.
VOID |  | density_stuckvl_qc | PD58 | density_stuckvl_qc_boolean_int8_1 | 0 | boolean | int8 |  | 1 | -9 | Density Stuck Value QC | 0 | [6 empty] | DENSITY_STUCKVL_QC |  | The OOI Stuck Value Test quality control algorithm generates a flag for repeated occurrence of one value in a time series.
VOID |  | density_sptl_gradtst_qc | PD59 | density_sptl_gradtst_qc_boolean_int8_1 | 0 | boolean | int8 |  | 1 | -9 | Density spatial gradient QC | 0 | [6 empty] | DENSITY_SPTL_GRADTST_QC |  | The OOI Gradient Test quality control algorithm generates QC flags indicating whether changes between successive data points in space fall within a given range.
VOID |  | density_tmpl_gradtst_qc | PD60 | density_tmpl_gradtst_qc_boolean_int8_1 | 0 | boolean | int8 |  | 1 | -9 | Density temporal gradient QC | 0 | [6 empty] | DENSITY_TMPL_GRADTST_QC |  | The OOI Gradient Test quality control algorithm generates QC flags indicating whether changes between successive data points in time fall within a given range.
VOID |  | Resistivity5 | PD61 | Resistivity5_quantity_float32_V | 0 | quantity | float32 |  | V | -9999 | Resistivity/5
VOID |  | ResistivityX1 | PD62 | ResistivityX1_quantity_float32_V | 0 | quantity | float32 |  | V | -9999 | Resistivity X1
VOID |  | ResistivityX5 | PD63 | ResistivityX5_quantity_float32_V | 0 | quantity | float32 |  | V | -9999 | x
VOID |  | Hydrogen5 | PD64 | Hydrogen5_quantity_float32_V | 0 | quantity | float32 |  | V | -9999 | Hydrogen/5
VOID |  | HydrogenX1 | PD65 | HydrogenX1_quantity_float32_V | 0 | quantity | float32 |  | V | -9999 | Hydrogen X1
VOID |  | HydrogenX5 | PD66 | HydrogenX5_quantity_float32_V | 0 | quantity | float32 |  | V | -9999 | Hydrogen X5
VOID |  | EhSensor | PD67 | EhSensor_quantity_float32_V | 0 | quantity | float32 |  | V | -9999 | Eh Sensor | [12 empty] | Eh Sensor
VOID |  | RefTempVolts | PD68 | RefTempVolts_quantity_float32_V | 0 | quantity | float32 |  | V | -9999 | Reference Temp Volts
VOID |  | RefTempDegC | PD69 | RefTempDegC_quantity_float32_deg_C | 0 | quantity | float32 |  | deg_C | -9999 | Reference Temp Deg C
VOID |  | ResistivityTempVolts | PD70 | ResistivityTempVolts_quantity_float32_V | 0 | quantity | float32 |  | V | -9999 | Resistivity Temp Volts
VOID |  | ResistivityTempDegC | PD71 | ResistivityTempDegC_quantity_float32_deg_C | 0 | quantity | float32 |  | deg_C | -9999 | Resistivity Temp Deg C
VOID |  | BatteryVoltage | PD72 | BatteryVoltage_quantity_float32_V | 0 | quantity | float32 |  | V | -9999 | Battery Voltage
BETA |  | sample_number | PD73 | sample_number_quantity_int32_count | 0 | quantity | int32 |  | count | -9999 | sample number = xxxxxxxx | 0 | FALSE
BETA |  | sample_type | PD74 | sample_type_array_quantity_str_1 | 0 | array<quantity> | str |  | 1 | empty | Sample Type From Instrument | 0 | [8 empty] | Sample type from instrument, which in this case should always be pressure.
BF_DEMO |  | InstTime | PD75 | InstTime_array_quantity_str_1 | 0 | array<quantity> | str |  | 1 | empty | Time (Moored mode MM only) seconds since January 1, 2000 = ssssssss | 0
VOID |  | VOIDpressure_temp | PD29 | VOIDpressure_temp_quantity_float32_deg_C | 0 | quantity | float32 |  | deg_C | -9999 | pressure sensor temperature(C) = cccc.ccc | [7 empty] | temp_p |  | Temperature at the pressure sensor (inside housing) |  |  | Pressure sensor temperature | Duplicate Keys
BF_DEMO |  | timestamp | PD77 | timestamp_array_quantity_str_1 | 0 | array<quantity> | str |  | 1 | empty | timestamp | 0 | [11 empty] | timestamp
BF_DEMO |  | error | PD78 | error_quantity_int32_C | 0 | quantity | int32 |  | C | -9999 | error code | 0 | [11 empty] | error code
BF_DEMO |  | analog1 | PD79 | analog1_quantity_int32_C | 0 | quantity | int32 |  | C | -9999 | analog input 1 | 0 | [11 empty] | analog input 1
BF_DEMO |  | battery_voltage | PD80 | battery_voltage_quantity_int32_C | 0 | quantity | int32 |  | C | -9999 | battery voltage (0.1 V) | 0 | [11 empty] | battery voltage (0.1 V)
BF_DEMO |  | sound_speed_analog2 | PD81 | sound_speed_analog2_quantity_int32_C | 0 | quantity | int32 |  | C | -9999 | speed of sound (0.1 m/s) or analog input 2 | 0 | [11 empty] | speed of sound (0.1 m/s) or analog input 2
BF_DEMO |  | heading | PD82 | heading_quantity_int32_degrees | 0 | quantity | int32 |  | degrees | -9999 | compass heading (0.1°) | 0 | [11 empty] | compass heading (0.1°)
BF_DEMO |  | pitch | PD83 | pitch_quantity_int32_degrees | 0 | quantity | int32 |  | degrees | -9999 | compass pitch (0.1°) | 0 | [11 empty] | compass pitch (0.1°)
BF_DEMO |  | roll | PD84 | roll_quantity_int32_degrees | 0 | quantity | int32 |  | degrees | -9999 | compass roll (0.1°) | 0 | [11 empty] | compass roll (0.1°)
BF_DEMO |  | status | PD85 | status_array_quantity_int8_ | 0 | array<quantity> | int8 |  |  | -9999 | status code | 0 | [11 empty] | status code
BF_DEMO |  | temperature | PD86 | temperature_quantity_int32_deg_C | 0 | quantity | int32 |  | deg_C | -9999 | temperature (0.01 °C) | 0 | [11 empty] | temperature (0.01 °C)
BF_DEMO |  | velocity_beam1 | PD87 | velocity_beam1_quantity_int32_C | 0 | quantity | int32 |  | C | -9999 | velocity beam1 or X or East coordinates (mm/s) | 0 | [11 empty] | velocity beam1 or X or East coordinates (mm/s)
BF_DEMO |  | velocity_beam2 | PD88 | velocity_beam2_quantity_int32_C | 0 | quantity | int32 |  | C | -9999 | velocity beam2 or Y or North coordinates (mm/s) | 0 | [11 empty] | velocity beam2 or Y or North coordinates (mm/s)
BF_DEMO |  | velocity_beam3 | PD89 | velocity_beam3_quantity_int32_C | 0 | quantity | int32 |  | C | -9999 | velocity beam3 or Z or Up coordinates (mm/s) | 0 | [11 empty] | velocity beam3 or Z or Up coordinates (mm/s)
BF_DEMO |  | amplitude_beam1 | PD90 | amplitude_beam1_quantity_int32_counts | 0 | quantity | int32 |  | counts | -9999 | amplitude beam1 (counts) | 0 | [11 empty] | amplitude beam1 (counts)
BF_DEMO |  | amplitude_beam2 | PD91 | amplitude_beam2_quantity_int32_counts | 0 | quantity | int32 |  | counts | -9999 | amplitude beam2 (counts) | 0 | [11 empty] | amplitude beam2 (counts)
BF_DEMO |  | amplitude_beam3 | PD92 | amplitude_beam3_quantity_int32_counts | 0 | quantity | int32 |  | counts | -9999 | amplitude beam3 (counts) | 0 | [11 empty] | amplitude beam3 (counts)
BETA | PRESF | date_time_string | PD93 | date_time_string_array_quantity_str_1 | 0 | array<quantity> | str |  | 1 | empty | Date and Time String | 0 | [8 empty] | A date and time string produced for each sample record. | Reviewed-KS | also review for TMPSF
BETA | PRESF | absolute_pressure | PD94 | absolute_pressure_quantity_float32_psi | 0 | quantity | float32 |  | psi | -9999999 | Seafloor Pressure, psi | 4 | [6 empty] | SFLPRES_L0 |  | Total (absolute) seafloor pressure in psi (atmospheric plus hydrostatic) | Reviewed-KS
BETA | PRESF | seawater_temperature | PD742 | seawater_temperature_quantity_float32_deg_C | 0 | quantity | float32 |  | deg_C | -9999999 | Temperature | 4 | [5 empty] | sea_water_temperature |  |  |  | ready for review |  | Seawater Temperature
VOID | PRESF | seafloor_pressure | PD95 | seafloor_pressure_quantity_float32_dbar | 0 | quantity | float32 |  | dbar | -9999999 | Seafloor Pressure, dbar | 4 |  |  |  |  | SFLPRES | sea_water_pressure_at_sea_floor | SFLPRES_L1 |  | Total (absolute) seafloor pressure in dbar (atmospheric plus hydrostatic) | Reviewed-KS |  | Seawater Pressure at the Seafloor
BETA | PRESF | ptemp_frequency | PD96 | ptemp_frequency_quantity_float32_Hz | 0 | quantity | float32 |  | Hz | -9999999 | Pressure Temperature Frequency | 4 | [9 empty] | ready for review
BETA | PRESF | n_avg_band | PD97 | n_avg_band_quantity_int16_1 | 0 | quantity | int16 |  | 1 | -9999 | Number of Averaging Bands | 0 | [9 empty] | ready for review
BETA | PRESF | ass_total_variance | PD98 | ass_total_variance_quantity_float32_m_2 | 0 | quantity | float32 |  | m^2 | -9999999 | Auto-Spectrum Statistics - Total Variance | 4 | [9 empty] | ready for review
BETA | PRESF | ass_total_energy | PD99 | ass_total_energy_quantity_float32_J_m_1 | 0 | quantity | float32 |  | J m-1 | -9999999 | Auto-Spectrum Statistics - Total Energy | 4 | [9 empty] | ready for review
BETA | PRESF | ass_sig_wave_period | PD100 | ass_sig_wave_period_quantity_float32_s | 0 | quantity | float32 |  | s | -9999999 | Auto-Spectrum Statistics - Significant Wave Period | 4 | [9 empty] | ready for review
BETA | PRESF | ass_sig_wave_height | PD101 | ass_sig_wave_height_quantity_float32_m | 0 | quantity | float32 |  | m | -9999999 | Auto-Spectrum Statistics - Significant Wave Height | 4 | [9 empty] | ready for review
BETA | PRESF | tss_wave_integration_time | PD102 | tss_wave_integration_time_quantity_int16_s | 0 | quantity | int16 |  | s | -9999 | Time Series Statistics - Wave Burst Duration | 0 | [9 empty] | ready for review
BETA | PRESF | tss_number_of_waves | PD103 | tss_number_of_waves_quantity_int16_1 | 0 | quantity | int16 |  | 1 | -9999 | Time Series Statistics - Number of Waves | 0 | [9 empty] | ready for review
BETA | PRESF | tss_total_variance | PD104 | tss_total_variance_quantity_float32_m_2 | 0 | quantity | float32 |  | m^2 | -9999999 | Time Series Statistics - Total Variance | 4 | [9 empty] | ready for review
BETA | PRESF | tss_total_energy | PD105 | tss_total_energy_quantity_float32_J_m_2 | 0 | quantity | float32 |  | J m-2 | -9999999 | Time Series Statistics - Total Energy | 4 | [9 empty] | ready for review
BETA | PRESF | tss_avg_wave_height | PD106 | tss_avg_wave_height_quantity_float32_m | 0 | quantity | float32 |  | m | -9999999 | Time Series Statistics - Average Wave Height | 4 | [9 empty] | ready for review
BETA | PRESF | tss_avg_wave_period | PD107 | tss_avg_wave_period_quantity_float32_s | 0 | quantity | float32 |  | s | -9999999 | Time Series Statistics - Average Wave Period | 4 | [9 empty] | ready for review
BETA | PRESF | tss_max_wave_height | PD108 | tss_max_wave_height_quantity_float32_m | 0 | quantity | float32 |  | m | -9999999 | Time Series Statistics - Maximum Wave Height | 4 | [9 empty] | ready for review
BETA | PRESF | tss_sig_wave_height | PD109 | tss_sig_wave_height_quantity_float32_m | 0 | quantity | float32 |  | m | -9999999 | Time Series Statistics - Significant Wave Height | 4 | [9 empty] | ready for review
BETA | PRESF | tss_sig_wave_period | PD110 | tss_sig_wave_period_quantity_float32_s | 0 | quantity | float32 |  | s | -9999999 | Time Series Statistics - Significant Wave Period | 4 | [9 empty] | ready for review
BETA | PRESF | tss_10_wave_height | PD111 | tss_10_wave_height_quantity_float32_m | 0 | quantity | float32 |  | m | -9999999 | Time Series Statistics - Average Height of Highest 10% of Waves | 4 | [9 empty] | ready for review
BETA | PRESF | tss_1_wave_height | PD112 | tss_1_wave_height_quantity_float32_m | 0 | quantity | float32 |  | m | -9999999 | Time Series Statistics - Average Height of Highest 1% of Waves | 4 | [9 empty] | ready for review
BETA | PRESF | firmware_version | PD113 | firmware_version_array_quantity_str_1 | 0 | array<quantity> | str |  | 1 | empty | Firmware Version | 0 | [8 empty] | Firmware Version | ready for review
BETA | PRESF | user_info | PD115 | user_info_array_quantity_str_1 | 0 | array<quantity> | str |  | 1 | empty | User Info | 0 | [9 empty] | ready for review
BETA | PRESF | quartz_pressure_sensor_serial_number | PD116 | quartz_pressure_sensor_serial_number_quantity_int32_1 | 0 | quantity | int32 |  | 1 | -9999999 | Quartz Pressure Sensor Serial Number | 0 | [9 empty] | ready for review
BETA | PRESF | serial_number | PD114 | serial_number_quantity_int32_1 | 0 | quantity | int32 |  | 1 | -9999999 | Instrument Serial Number | 0 | FALSE | [8 empty] | ready for review
BETA | PRESF | pressure_sensor_range | PD117 | pressure_sensor_range_array_quantity_int16_psi | 0 | array<quantity> | int16 |  | psi | none | Pressure Sensor Range | 0 | [9 empty] | ready for review
BETA | PRESF | external_temperature_sensor | PD118 | external_temperature_sensor_boolean_int8_1 | 0 | boolean | int8 |  | 1 | -9 | Use External Temperature | 0 | [9 empty] | ready for review
BETA | PRESF | external_conductivity_sensor | PD119 | external_conductivity_sensor_boolean_int8_1 | 0 | boolean | int8 |  | 1 | -9 | Use External Conductivity | 0 | [9 empty] | ready for review
BETA | PRESF | operational_current | PD120 | operational_current_quantity_float32_mA | 0 | quantity | float32 |  | mA | -9999999 | Operational Current | 1 | [9 empty] | ready for review
BETA | PRESF | battery_voltage_main | PD121 | battery_voltage_main_quantity_float32_V | 0 | quantity | float32 |  | V | -9999999 | Main Battery Voltage | 1 | [9 empty] | ready for review
BETA | PRESF | battery_voltage_lithium | PD122 | battery_voltage_lithium_quantity_float32_V | 0 | quantity | float32 |  | V | -9999999 | Lithium Battery Voltage | 1 | [9 empty] | ready for review
BETA | PRESF | last_sample_absolute_press | PD123 | last_sample_absolute_press_quantity_float32_psi | 0 | quantity | float32 |  | psi | -9999999 | Last Measured Absolute Pressure | 4 | [9 empty] | ready for review
BETA | PRESF | last_sample_temp | PD124 | last_sample_temp_quantity_float32_deg_C | 0 | quantity | float32 |  | deg_C | -9999999 | Last Measured Temperature | 4 | [9 empty] | ready for review
BETA | PRESF | last_sample_saln | PD125 | last_sample_saln_quantity_float32_1 | 0 | quantity | float32 |  | 1 | -9999999 | Last Measured Salinity | 4 | [9 empty] | ready for review
BETA | PRESF | tide_measurement_interval | PD126 | tide_measurement_interval_quantity_int16_min | 0 | quantity | int16 |  | min | -9999 | Tide Sampling Interval | 0 | [9 empty] | ready for review
BETA | PRESF | tide_measurement_duration | PD127 | tide_measurement_duration_quantity_int16_s | 0 | quantity | int16 |  | s | -9999 | Tide Sampling Duration | 0 | [9 empty] | ready for review
BETA | PRESF | wave_samples_between_tide_measurements | PD128 | wave_samples_between_tide_measurements_quantity_int16_1 | 0 | quantity | int16 |  | 1 | -9999 | Sample Waves every N Tide Samples | 0 | [9 empty] | ready for review
BETA | PRESF | wave_samples_per_burst | PD129 | wave_samples_per_burst_quantity_int16_1 | 0 | quantity | int16 |  | 1 | -9999 | Wave Samples per Burst | 0 | [9 empty] | ready for review
BETA | PRESF | wave_samples_scans_per_second | PD130 | wave_samples_scans_per_second_quantity_float32_1 | 0 | quantity | float32 |  | 1 | -9999999 | Scans per Second | 2 | [9 empty] | ready for review
BETA | PRESF | wave_samples_duration | PD131 | wave_samples_duration_quantity_float32_s | 0 | quantity | float32 |  | s | -9999999 | Wave Sampling Duration | 0 | [9 empty] | ready for review
BETA | PRESF | logging_start_time | PD132 | logging_start_time_array_quantity_str_1 | 0 | array<quantity> | str |  | 1 | empty | Logging Start Time | 0 | [9 empty] | ready for review
BETA | PRESF | logging_stop_time | PD133 | logging_stop_time_array_quantity_str_1 | 0 | array<quantity> | str |  | 1 | empty | Logging Stop Time | 0 | [9 empty] | ready for review
BETA | PRESF | tide_samples_per_day | PD134 | tide_samples_per_day_quantity_int16_count | 0 | quantity | int16 |  | count | -9999 | Number of Tide Samples per Day | 0 | [9 empty] | ready for review
BETA | PRESF | wave_bursts_per_day | PD135 | wave_bursts_per_day_quantity_int16_count | 0 | quantity | int16 |  | count | -9999 | Number of Wave Bursts per Day | 0 | [9 empty] | ready for review
BETA | PRESF | memory_endurance | PD136 | memory_endurance_quantity_float32_days | 0 | quantity | float32 |  | days | -9999999 | Expected Memory Endurance | 1 | [9 empty] | ready for review
BETA | PRESF | nominal_alkaline_battery_endurance | PD137 | nominal_alkaline_battery_endurance_quantity_float32_days | 0 | quantity | float32 |  | days | -9999999 | Expected Battery Endurance | 1 | [9 empty] | ready for review
BETA | PRESF | total_recorded_tide_measurements | PD138 | total_recorded_tide_measurements_quantity_int32_count | 0 | quantity | int32 |  | count | -9999999 | Total Recorded Tide Measurements | 0 | [9 empty] | ready for review
BETA | PRESF | total_recorded_wave_bursts | PD139 | total_recorded_wave_bursts_quantity_int32_count | 0 | quantity | int32 |  | count | -9999999 | Total Recorded Wave Bursts | 0 | [9 empty] | ready for review
BETA | PRESF | tide_measurements_since_last_start | PD140 | tide_measurements_since_last_start_quantity_int32_count | 0 | quantity | int32 |  | count | -9999999 | Tide Measurements Since Last Start | 0 | [9 empty] | ready for review
BETA | PRESF | wave_bursts_since_last_start | PD141 | wave_bursts_since_last_start_quantity_int32_count | 0 | quantity | int32 |  | count | -9999999 | Wave Bursts Since Last Start | 0 | [9 empty] | ready for review
BETA | PRESF | tx_tide_samples | PD142 | tx_tide_samples_boolean_int8_1 | 0 | boolean | int8 |  | 1 | -9 | Transmit Tide Records in Realtime | 0 | [9 empty] | ready for review
BETA | PRESF | tx_wave_bursts | PD143 | tx_wave_bursts_boolean_int8_1 | 0 | boolean | int8 |  | 1 | -9 | Transmit Wave Records in Realtime | 0 | [9 empty] | ready for review
BETA | PRESF | tx_wave_stats | PD144 | tx_wave_stats_boolean_int8_1 | 0 | boolean | int8 |  | 1 | -9 | Transmit Wave Statistics in Realtime | 0 | [9 empty] | ready for review
BETA | PRESF | num_wave_samples_per_burst_for_wave_statistics | PD145 | num_wave_samples_per_burst_for_wave_statistics_quantity_int16_count | 0 | quantity | int16 |  | count | -9999 | Number of Wave Samples per Burst | 0 | [9 empty] | ready for review
BETA | PRESF | use_measured_temp_and_cond_for_density_calc | PD146 | use_measured_temp_and_cond_for_density_calc_boolean_int8_1 | 0 | boolean | int8 |  | 1 | -9 | Use Measure Temperature and Conductivity for Density Calculation | 0 | [9 empty] | ready for review
BETA | PRESF | avg_water_temp_above_pressure_sensor | PD147 | avg_water_temp_above_pressure_sensor_quantity_float32_deg_C | 0 | quantity | float32 |  | deg_C | -9999999 | Average Temperature above Instrument | 1 | [9 empty] | ready for review
BETA | PRESF | avg_salinity_above_pressure_sensor | PD148 | avg_salinity_above_pressure_sensor_quantity_float32_1 | 0 | quantity | float32 |  | 1 | -9999999 | Average Salinity above Instrument | 1 | [9 empty] | ready for review
BETA | PRESF | pressure_sensor_height_from_bottom | PD149 | pressure_sensor_height_from_bottom_quantity_float32_m | 0 | quantity | float32 |  | m | -9999999 | Pressure Sensor Height Above Bottom | 1 | [9 empty] | ready for review
BETA | PRESF | num_spectral_estimates_for_each_frequency_band | PD150 | num_spectral_estimates_for_each_frequency_band_quantity_int16_count | 0 | quantity | int16 |  | count | -9999 | Number of Spectral Estimates to Average | 0 | [9 empty] | ready for review
BETA | PRESF | min_allowable_attenuation | PD151 | min_allowable_attenuation_quantity_float32_1 | 0 | quantity | float32 |  | 1 | -9999999 | Minimum Allowable Attenuation | 4 | [9 empty] | ready for review
BETA | PRESF | min_period_in_auto_spectrum | PD152 | min_period_in_auto_spectrum_quantity_float32_s | 0 | quantity | float32 |  | s | -9999999 | Minimum Allowable Period | 1 | [9 empty] | ready for review
BETA | PRESF | max_period_in_auto_spectrum | PD153 | max_period_in_auto_spectrum_quantity_float32_s | 0 | quantity | float32 |  | s | -9999999 | Maximum Allowable Period | 1 | [9 empty] | ready for review
BETA | PRESF | hanning_window_cutoff | PD154 | hanning_window_cutoff_quantity_float32_1 | 0 | quantity | float32 |  | 1 | -9999999 | Hanning Window Cutoff | 2 | [9 empty] | ready for review
BETA | PRESF | show_progress_messages | PD155 | show_progress_messages_boolean_int8_1 | 0 | boolean | int8 |  | 1 | -9 | Show Progress Messages | 0 | [9 empty] | ready for review
BETA | PRESF | device_status | PD156 | device_status_array_quantity_str_1 | 0 | array<quantity> | str |  | 1 | empty | Device Status | 0 | [9 empty] | ready for review
BETA | PRESF | logging_status | PD157 | logging_status_boolean_int8_1 | 0 | boolean | int8 |  | 1 | -9 | Logging Status | 0 | [9 empty] | ready for review
BETA | PRESF | calibration_date_pressure | PD158 | calibration_date_pressure_array_quantity_str_1 | 0 | array<quantity> | str |  | 1 | empty | Pressure Calibration Date | 0 | [9 empty] | ready for review
BETA | PRESF | press_coeff_pu0 | PD159 | press_coeff_pu0_quantity_float32_1 | 0 | quantity | float32 |  | 1 | -9999999 | Pressure Coefficient U0 | 6 | [9 empty] | ready for review
BETA | PRESF | press_coeff_py1 | PD160 | press_coeff_py1_quantity_float32_1 | 0 | quantity | float32 |  | 1 | -9999999 | Pressure Coefficient Y1 | 6 | [9 empty] | ready for review
BETA | PRESF | press_coeff_py2 | PD161 | press_coeff_py2_quantity_float32_1 | 0 | quantity | float32 |  | 1 | -9999999 | Pressure Coefficient Y2 | 6 | [9 empty] | ready for review
BETA | PRESF | press_coeff_py3 | PD162 | press_coeff_py3_quantity_float32_1 | 0 | quantity | float32 |  | 1 | -9999999 | Pressure Coefficient Y3 | 6 | [9 empty] | ready for review
BETA | PRESF | press_coeff_pc1 | PD163 | press_coeff_pc1_quantity_float32_1 | 0 | quantity | float32 |  | 1 | -9999999 | Pressure Coefficient C1 | 6 | [9 empty] | ready for review
BETA | PRESF | press_coeff_pc2 | PD164 | press_coeff_pc2_quantity_float32_1 | 0 | quantity | float32 |  | 1 | -9999999 | Pressure Coefficient C2 | 6 | [9 empty] | ready for review
BETA | PRESF | press_coeff_pc3 | PD165 | press_coeff_pc3_quantity_float32_1 | 0 | quantity | float32 |  | 1 | -9999999 | Pressure Coefficient C3 | 6 | [9 empty] | ready for review
BETA | PRESF | press_coeff_pd1 | PD166 | press_coeff_pd1_quantity_float32_1 | 0 | quantity | float32 |  | 1 | -9999999 | Pressure Coefficient D1 | 6 | [9 empty] | ready for review
BETA | PRESF | press_coeff_pd2 | PD167 | press_coeff_pd2_quantity_float32_1 | 0 | quantity | float32 |  | 1 | -9999999 | Pressure Coefficient D2 | 6 | [9 empty] | ready for review
BETA | PRESF | press_coeff_pt1 | PD168 | press_coeff_pt1_quantity_float32_1 | 0 | quantity | float32 |  | 1 | -9999999 | Pressure Coefficient T1 | 6 | [9 empty] | ready for review
BETA | PRESF | press_coeff_pt2 | PD169 | press_coeff_pt2_quantity_float32_1 | 0 | quantity | float32 |  | 1 | -9999999 | Pressure Coefficient T2 | 6 | [9 empty] | ready for review
BETA | PRESF | press_coeff_pt3 | PD170 | press_coeff_pt3_quantity_float32_1 | 0 | quantity | float32 |  | 1 | -9999999 | Pressure Coefficient T3 | 6 | [9 empty] | ready for review
BETA | PRESF | press_coeff_pt4 | PD171 | press_coeff_pt4_quantity_float32_1 | 0 | quantity | float32 |  | 1 | -9999999 | Pressure Coefficient T4 | 6 | [9 empty] | ready for review
BETA | PRESF | press_coeff_m | PD172 | press_coeff_m_quantity_float32_1 | 0 | quantity | float32 |  | 1 | -9999999 | Pressure Coefficient M | 1 | [9 empty] | ready for review
BETA | PRESF | press_coeff_b | PD173 | press_coeff_b_quantity_float32_1 | 0 | quantity | float32 |  | 1 | -9999999 | Pressure Coefficient B | 1 | [9 empty] | ready for review
BETA | PRESF | press_coeff_poffset | PD174 | press_coeff_poffset_quantity_float32_psi | 0 | quantity | float32 |  | psi | -9999999 | Pressure Coefficient Offset | 6 | [9 empty] | ready for review
BETA | PRESF | calibration_date_temperature | PD175 | calibration_date_temperature_array_quantity_str_1 | 0 | array<quantity> | str |  | 1 | empty | Temperature Calibration Date | 0 | [9 empty] | ready for review
BETA | PRESF | temp_coeff_ta0 | PD176 | temp_coeff_ta0_quantity_float32_1 | 0 | quantity | float32 |  | 1 | -9999999 | Temperature Coefficient A0 | 6 | [9 empty] | ready for review
BETA | PRESF | temp_coeff_ta1 | PD177 | temp_coeff_ta1_quantity_float32_1 | 0 | quantity | float32 |  | 1 | -9999999 | Temperature Coefficient A1 | 6 | [9 empty] | ready for review
BETA | PRESF | temp_coeff_ta2 | PD178 | temp_coeff_ta2_quantity_float32_1 | 0 | quantity | float32 |  | 1 | -9999999 | Temperature Coefficient A2 | 6 | [9 empty] | ready for review
BETA | PRESF | temp_coeff_ta3 | PD179 | temp_coeff_ta3_quantity_float32_1 | 0 | quantity | float32 |  | 1 | -9999999 | Temperature Coefficient A3 | 6 | [9 empty] | ready for review
BETA | PRESF | calibration_date_conductivity | PD180 | calibration_date_conductivity_array_quantity_str_1 | 0 | array<quantity> | str |  | 1 | empty | Conductivity Calibration Date | 0 | [9 empty] | ready for review
BETA | PRESF | cond_coeff_cg | PD181 | cond_coeff_cg_quantity_float32_1 | 0 | quantity | float32 |  | 1 | -9999999 | Conductivity Coefficient G | 6 | [9 empty] | ready for review
BETA | PRESF | cond_coeff_ch | PD182 | cond_coeff_ch_quantity_float32_1 | 0 | quantity | float32 |  | 1 | -9999999 | Conductivity Coefficient H | 6 | [9 empty] | ready for review
BETA | PRESF | cond_coeff_ci | PD183 | cond_coeff_ci_quantity_float32_1 | 0 | quantity | float32 |  | 1 | -9999999 | Conductivity Coefficient I | 6 | [9 empty] | ready for review
BETA | PRESF | cond_coeff_cj | PD184 | cond_coeff_cj_quantity_float32_1 | 0 | quantity | float32 |  | 1 | -9999999 | Conductivity Coefficient J | 6 | [9 empty] | ready for review
BETA | PRESF | cond_coeff_ctcor | PD185 | cond_coeff_ctcor_quantity_float32_1 | 0 | quantity | float32 |  | 1 | -9999999 | Conductivity Coefficient TCor | 6 | [9 empty] | ready for review
BETA | PRESF | cond_coeff_cpcor | PD186 | cond_coeff_cpcor_quantity_float32_1 | 0 | quantity | float32 |  | 1 | -9999999 | Conductivity Coefficient PCor | 6 | [9 empty] | ready for review
BETA | PRESF | cond_coeff_cslope | PD187 | cond_coeff_cslope_quantity_float32_1 | 0 | quantity | float32 |  | 1 | -9999999 | Conductivity Coefficient Slope | 6 | [9 empty] | ready for review
SP_TEST | PARAD | par | PD188 | par_quantity_int64_counts | 0 | quantity | int64 |  | counts | -9999 | PAR A/D counts | 0 | [6 empty] | OPTPARW_L0 |  | The OOI Level 0 Photosynthetic Active Radiation (PAR) data product from the Satlantic Photosynthetic Active Radiation radiometer; a digital voltage count resulting from the analog to digital conversion of the analog voltage that represents the PAR measurement
SP_TEST | PARAD | par_coeff_imc | PD189 | par_coeff_imc_quantity_float32_1 | 0 | quantity | float32 |  | 1 | -9999 | PAR immersion coefficient | [9 empty] | The Immersion coefficient is a calibration parameter used in converting PAR digital voltage counts to PAR in engineering units (µmol photons m-2 s-1).
SP_TEST | PARAD | par_coeff_a1 | PD190 | par_coeff_a1_quantity_float32_umol_photons_m_2_s_1_count_1 | 0 | quantity | float32 |  | umol photons m-2 s-1 count-1 | -9999 | PAR scaling factor | [9 empty] | The PAR scaling factor, a1 is a calibration parameter used in converting PAR digital voltage counts to PAR in engineering units (µmol photons m-2 s-1).
SP_TEST | PARAD | par_coeff_a0 | PD191 | par_coeff_a0_quantity_float32_count | 0 | quantity | float32 |  | count | -9999 | PAR voltage offset | [9 empty] | The PAR voltage offset, a0 is a calibration parameter used in converting PAR digital voltage counts to PAR in engineering units (µmol photons m-2 s-1).
SP_TEST | PARAD | par | PD192 | par_quantity_float32_umol_photons_m_2_s_1 | 0 | quantity | float32 |  | umol photons m-2 s-1 | -9999 | Photosynthetic Active Radiation (PAR) | [5 empty] | OPTPARW | downwelling_photosynthetic_photon_flux_in_sea_water | OPTPARW_L1 | //alfresco/ooi/control/1000sys/1341-00720_Data_Product_SPEC_OPTPARW_Satl_OOI.pdf | The OOI Level 1 Photosynthetic Active Radiation (PAR) data product which is computed from either the Satlantic or Biospherical PAR instruments used. |  |  | PAR
BETA | CTDBP | temperature | PD193 | temperature_quantity_int32_counts | 0 | quantity | int32 |  | counts | -9999999 | Temperature, A/D counts | 0 | [6 empty] | TEMPWAT_L0 |  |  | Reviewed-KS
BETA | CTDBP | conductivity | PD194 | conductivity_quantity_int32_counts | 0 | quantity | int32 |  | counts | -9999999 | Conductivity, A/D counts | 0 | [6 empty] | CONDWAT_L0 |  |  | Reviewed-KS
BETA | CTDBP | pressure | PD195 | pressure_quantity_int32_counts | 0 | quantity | int32 |  | counts | -9999999 | Pressure, A/D counts | 0 | [6 empty] | PRESWAT_L0 |  |  | Reviewed-KS
BETA | CTDBP | pressure_temp | PD196 | pressure_temp_quantity_int32_counts | 0 | quantity | int32 |  | counts | -9999999 | Pressure Temperature Compensation, A/D counts | 0 | [9 empty] | Reviewed-KS
BETA | CTDBP-NO | oxygen | PD197 | oxygen_quantity_int32_counts | 0 | quantity | int32 |  | counts | -9999999 | Oxygen Concentration, counts | 0 | [6 empty] | DOCONCS_L0 |  | L0 Instrument-derived Calibrated Phase (Pt), DOCONCS | Reviewed-KS
BETA | CTDBP | ctd_time | PD198 | ctd_time_quantity_int32_seconds_since_2000_01_01 | 0 | quantity | int32 |  | seconds since 2000-01-01 | -9999999 | Time, seconds since 01/01/2000 | 0 | [9 empty] | Reviewed-KS
BETA | CTDBP | pump_current | PD199 | pump_current_quantity_float32_mA | 0 | quantity | float32 |  | mA | -9999999 | Pump current, mA | 1 | [9 empty] | Reviewed-KS
BETA | CTDBP-NO | ext_v01_current | PD200 | ext_v01_current_quantity_float32_mA | 0 | quantity | float32 |  | mA | -9999999 | Current from External Voltage Sensors 0 & 1, mA | 1 | [9 empty] | Reviewed-KS
BETA | CTDBP | serial_current | PD201 | serial_current_quantity_float32_mA | 0 | quantity | float32 |  | mA | -9999999 | Auxiliary Serial Instrument Current, mA | 1 | [9 empty] | Reviewed-KS
BETA | CTDBP | logging_status | PD202 | logging_status_array_quantity_str_1 | 0 | array<quantity> | str |  | 1 | empty | Logging Status Category | 0 | [8 empty] | {0:'not logging', 1:'logging', 2:'waiting to start at ...', 3:'unknown',-99:'empty'} | Reviewed-KS
BETA | CTDBP | num_samples | PD203 | num_samples_quantity_int32_counts | 0 | quantity | int32 |  | counts | -9999 | Number of Samples | 0 | [9 empty] | Reviewed-KS
BETA | CTDBP | mem_free | PD204 | mem_free_quantity_int32_bytes | 0 | quantity | int32 |  | bytes | -9999 | Available Memory | 0 | [9 empty] | Reviewed-KS
BETA | CTDBP | sample_interval | PD205 | sample_interval_quantity_int16_s | 0 | quantity | int16 |  | s | -9999 | Sampling Interval | 0 | [9 empty] | Reviewed-KS
BETA | CTDBP | measurements_per_sample | PD206 | measurements_per_sample_quantity_int8_counts | 0 | quantity | int8 |  | counts | -99 | Number of Measurements per Sample | 0 | [9 empty] | Reviewed-KS
BETA | CTDBP | pump_mode | PD207 | pump_mode_array_quantity_str_1 | 0 | array<quantity> | str |  | 1 | empty | CTD Pump Mode | 0 | [8 empty] | {0:'no pump', 1:'run pump for 0.5 sec before sample', 2:'run pump during sample',-99:'empty'} | Reviewed-KS
BETA | CTDBP | delay_before_sampling | PD208 | delay_before_sampling_quantity_float32_s | 0 | quantity | float32 |  | s | -9999999 | Delay Before Sampling, seconds | 1 | [9 empty] | Reviewed-KS
BETA | CTDBP | delay_after_sampling | PD209 | delay_after_sampling_quantity_float32_s | 0 | quantity | float32 |  | s | -9999999 | Delay After Sampling, seconds | 1 | [9 empty] | Reviewed-KS
BETA | CTDBP | tx_real_time | PD210 | tx_real_time_boolean_int8_1 | 0 | boolean | int8 |  | 1 | -9 | Transmit in Real Time flag | 0 | [9 empty] | Reviewed-KS
BETA | CTDBP | battery_cutoff | PD211 | battery_cutoff_quantity_float32_V | 0 | quantity | float32 |  | V | -9999999 | Battery Cutoff Voltage | 1 | [9 empty] | Reviewed-KS
BETA | CTDBP | pressure_sensor_type | PD212 | pressure_sensor_type_array_quantity_str_1 | 0 | array<quantity> | str |  | 1 | empty | Pressure Sensor Type Category | 0 | [9 empty] | Reviewed-KS
BETA | CTDBP | sbe38 | PD213 | sbe38_boolean_int8_1 | 0 | boolean | int8 |  | 1 | -9 | External SBE38 Flag | 0 | [9 empty] | Reviewed-KS
BETA | CTDBP | sbe50 | PD214 | sbe50_boolean_int8_1 | 0 | boolean | int8 |  | 1 | -9 | External SBE50 Flag | 0 | [9 empty] | Reviewed-KS
BETA | CTDBP | wetlabs | PD215 | wetlabs_boolean_int8_1 | 0 | boolean | int8 |  | 1 | -9 | External Wetlabs Flag | 0 | [9 empty] | Reviewed-KS
BETA | CTDBP | optode | PD216 | optode_boolean_int8_1 | 0 | boolean | int8 |  | 1 | -9 | External Optode Flag | 0 | [9 empty] | Reviewed-KS
BETA | CTDBP | gas_tension_device | PD217 | gas_tension_device_boolean_int8_1 | 0 | boolean | int8 |  | 1 | -9 | External Gas Tension Device Flag | 0 | [9 empty] | Reviewed-KS
BETA | CTDBP | ext_volt_0 | PD218 | ext_volt_0_boolean_int8_1 | 0 | boolean | int8 |  | 1 | -9 | External Voltage 0 Sensor Flag | 0 | [9 empty] | Reviewed-KS
BETA | CTDBP | ext_volt_1 | PD219 | ext_volt_1_boolean_int8_1 | 0 | boolean | int8 |  | 1 | -9 | External Voltage 1 Sensor Flag | 0 | [9 empty] | Reviewed-KS
BETA | CTDBP | ext_volt_2 | PD220 | ext_volt_2_boolean_int8_1 | 0 | boolean | int8 |  | 1 | -9 | External Voltage 2 Sensor Flag | 0 | [9 empty] | Reviewed-KS
BETA | CTDBP | ext_volt_3 | PD221 | ext_volt_3_boolean_int8_1 | 0 | boolean | int8 |  | 1 | -9 | External Voltage 3 Sensor Flag | 0 | [9 empty] | Reviewed-KS
BETA | CTDBP | ext_volt_4 | PD222 | ext_volt_4_boolean_int8_1 | 0 | boolean | int8 |  | 1 | -9 | External Voltage 4 Sensor Flag | 0 | [9 empty] | Reviewed-KS
BETA | CTDBP | ext_volt_5 | PD223 | ext_volt_5_boolean_int8_1 | 0 | boolean | int8 |  | 1 | -9 | External Voltage 5 Sensor Flag | 0 | [9 empty] | Reviewed-KS
BETA | CTDBP | echo_characters | PD224 | echo_characters_boolean_int8_1 | 0 | boolean | int8 |  | 1 | -9 | Echo Characters Flag | 0 | [9 empty] | Reviewed-KS
BETA | CTDBP | output_format | PD225 | output_format_array_quantity_str_1 | 0 | array<quantity> | str |  | 1 | empty | Data Output Format Category | 0 | [8 empty] | The output format of the data sample record. The set of values is: 'raw Hex', 'converted Hex', 'raw decimal', 'converted decimal', or 'converted XML UVIC' | Reviewed-KS
BETA | CTDBP | output_salinity | PD226 | output_salinity_boolean_int8_1 | 0 | boolean | int8 |  | 1 | -9 | Output Salinity Data Flag | 0 | [9 empty] | Reviewed-KS
BETA | CTDBP | output_sound_velocity | PD227 | output_sound_velocity_boolean_int8_1 | 0 | boolean | int8 |  | 1 | -9 | Output Sound Velocity Data Flag | 0 | [9 empty] | Reviewed-KS
BETA | CTDBP | serial_sync_mode | PD228 | serial_sync_mode_boolean_int8_1 | 0 | boolean | int8 |  | 1 | -9 | Serial Sync Mode | 0 | [9 empty] | Reviewed-KS
BETA | CTDBP | temp_coeff_offset | PD229 | temp_coeff_offset_quantity_float32_1 | 0 | quantity | float32 |  | 1 | -9999999 | Temperature Coefficient Offset | 6 | [9 empty] | Reviewed-KS
BETA | CTDBP | press_serial_number | PD230 | press_serial_number_quantity_int32_1 | 0 | quantity | int32 |  | 1 | -9999999 | Pressure Sensor Serial Number | 0 | [9 empty] | Reviewed-KS
BETA | CTDBP | press_coeff_pa0 | PD231 | press_coeff_pa0_quantity_float32_1 | 0 | quantity | float32 |  | 1 | -9999999 | Pressure Coefficient PA0 | 6 | [9 empty] | Reviewed-KS
BETA | CTDBP | press_coeff_pa1 | PD232 | press_coeff_pa1_quantity_float32_1 | 0 | quantity | float32 |  | 1 | -9999999 | Pressure Coefficient PA1 | 6 | [9 empty] | Reviewed-KS
BETA | CTDBP | press_coeff_pa2 | PD233 | press_coeff_pa2_quantity_float32_1 | 0 | quantity | float32 |  | 1 | -9999999 | Pressure Coefficient PA2 | 6 | [9 empty] | Reviewed-KS
BETA | CTDBP | press_coeff_ptempa0 | PD234 | press_coeff_ptempa0_quantity_float32_1 | 0 | quantity | float32 |  | 1 | -9999999 | Pressure Coefficient PTempA0 | 6 | [9 empty] | Reviewed-KS
BETA | CTDBP | press_coeff_ptempa1 | PD235 | press_coeff_ptempa1_quantity_float32_1 | 0 | quantity | float32 |  | 1 | -9999999 | Pressure Coefficient PTempA1 | 6 | [9 empty] | Reviewed-KS
BETA | CTDBP | press_coeff_ptempa2 | PD236 | press_coeff_ptempa2_quantity_float32_1 | 0 | quantity | float32 |  | 1 | -9999999 | Pressure Coefficient PTempA2 | 6 | [9 empty] | Reviewed-KS
BETA | CTDBP | press_coeff_ptca0 | PD237 | press_coeff_ptca0_quantity_float32_1 | 0 | quantity | float32 |  | 1 | -9999999 | Pressure Coefficient PTCA0 | 6 | [9 empty] | Reviewed-KS
BETA | CTDBP | press_coeff_ptca1 | PD238 | press_coeff_ptca1_quantity_float32_1 | 0 | quantity | float32 |  | 1 | -9999999 | Pressure Coefficient PTCA1 | 6 | [9 empty] | Reviewed-KS
BETA | CTDBP | press_coeff_ptca2 | PD239 | press_coeff_ptca2_quantity_float32_1 | 0 | quantity | float32 |  | 1 | -9999999 | Pressure Coefficient PTCA2 | 6 | [9 empty] | Reviewed-KS
BETA | CTDBP | press_coeff_ptcb0 | PD240 | press_coeff_ptcb0_quantity_float32_1 | 0 | quantity | float32 |  | 1 | -9999999 | Pressure Coefficient PTCB0 | 6 | [9 empty] | Reviewed-KS
BETA | CTDBP | press_coeff_ptcb1 | PD241 | press_coeff_ptcb1_quantity_float32_1 | 0 | quantity | float32 |  | 1 | -9999999 | Pressure Coefficient PTCB1 | 6 | [9 empty] | Reviewed-KS
BETA | CTDBP | press_coeff_ptcb2 | PD242 | press_coeff_ptcb2_quantity_float32_1 | 0 | quantity | float32 |  | 1 | -9999999 | Pressure Coefficient PTCB2 | 6 | [9 empty] | Reviewed-KS
BETA | CTDBP | ext_volt0_slope | PD243 | ext_volt0_slope_quantity_float32_1 | 0 | quantity | float32 |  | 1 | -9999999 | External Voltage Sensor 0 Slope | 6 | [9 empty] | Reviewed-KS
BETA | CTDBP | ext_volt0_offset | PD244 | ext_volt0_offset_quantity_float32_1 | 0 | quantity | float32 |  | 1 | -9999999 | External Voltage Sensor 0 Offset | 6 | [9 empty] | Reviewed-KS
BETA | CTDBP | ext_volt1_slope | PD245 | ext_volt1_slope_quantity_float32_1 | 0 | quantity | float32 |  | 1 | -9999999 | External Voltage Sensor 1 Slope | 6 | [9 empty] | Reviewed-KS
BETA | CTDBP | ext_volt1_offset | PD246 | ext_volt1_offset_quantity_float32_1 | 0 | quantity | float32 |  | 1 | -9999999 | External Voltage Sensor 1 Offset | 6 | [9 empty] | Reviewed-KS
BETA | CTDBP | ext_volt2_slope | PD247 | ext_volt2_slope_quantity_float32_1 | 0 | quantity | float32 |  | 1 | -9999999 | External Voltage Sensor 2 Slope | 6 | [9 empty] | Reviewed-KS
BETA | CTDBP | ext_volt2_offset | PD248 | ext_volt2_offset_quantity_float32_1 | 0 | quantity | float32 |  | 1 | -9999999 | External Voltage Sensor 2 Offset | 6 | [9 empty] | Reviewed-KS
BETA | CTDBP | ext_volt3_slope | PD249 | ext_volt3_slope_quantity_float32_1 | 0 | quantity | float32 |  | 1 | -9999999 | External Voltage Sensor 3 Slope | 6 | [9 empty] | Reviewed-KS
BETA | CTDBP | ext_volt3_offset | PD250 | ext_volt3_offset_quantity_float32_1 | 0 | quantity | float32 |  | 1 | -9999999 | External Voltage Sensor 3 Offset | 6 | [9 empty] | Reviewed-KS
BETA | CTDBP | ext_volt4_slope | PD251 | ext_volt4_slope_quantity_float32_1 | 0 | quantity | float32 |  | 1 | -9999999 | External Voltage Sensor 4 Slope | 6 | [9 empty] | Reviewed-KS
BETA | CTDBP | ext_volt4_offset | PD252 | ext_volt4_offset_quantity_float32_1 | 0 | quantity | float32 |  | 1 | -9999999 | External Voltage Sensor 4 Offset | 6 | [9 empty] | Reviewed-KS
BETA | CTDBP | ext_volt5_slope | PD253 | ext_volt5_slope_quantity_float32_1 | 0 | quantity | float32 |  | 1 | -9999999 | External Voltage Sensor 5 Slope | 6 | [9 empty] | Reviewed-KS
BETA | CTDBP | ext_volt5_offset | PD254 | ext_volt5_offset_quantity_float32_1 | 0 | quantity | float32 |  | 1 | -9999999 | External Voltage Sensor 5 Offset | 6 | [9 empty] | Reviewed-KS
BETA | CTDBP | ext_freq_sf | PD255 | ext_freq_sf_quantity_float32_1 | 0 | quantity | float32 |  | 1 | -9999999 | External Frequency Channel | 6 | [9 empty] | Reviewed-KS
BETA | CTDBP | press_coeff_pslope | PD256 | press_coeff_pslope_quantity_float32_1 | 0 | quantity | float32 |  | 1 | -9999999 | Pressure Coefficient pslope | 6 | [9 empty] | Reviewed-KS
BETA | CTDBP | temp_sensor_serial_number | PD257 | temp_sensor_serial_number_quantity_int32_1 | 0 | quantity | int32 |  | 1 | -9999999 | Temperature Sensor Serial Number | 0 | [9 empty] | Reviewed-KS
BETA | CTDBP | cond_sensor_serial_number | PD258 | cond_sensor_serial_number_quantity_int32_1 | 0 | quantity | int32 |  | 1 | -9999999 | Conductivity Sensor Serial Number | 0 | [9 empty] | Reviewed-KS
BETA | CTDBP | command_set_version | PD259 | command_set_version_array_quantity_str_1 | 0 | array<quantity> | str |  | 1 | -9999999 | Command Set Version | 0 | [9 empty] | Reviewed-KS
BETA | CTDBP | paros_integration | PD260 | paros_integration_quantity_float32_s | 0 | quantity | float32 |  | s | -9999999 | Integration Time for Quartz Pressure Sensor, sec | 1 | [8 empty] | Configuration value: Integration time in seconds to wait for the internal Quart pressure sensor | Reviewed-KS
BETA | CTDBP | assembly_number | PD261 | assembly_number_array_quantity_str_1 | 0 | array<quantity> | str |  | 1 | empty | PC Board Assembly Number | 0 | [9 empty] | Reviewed-KS
BETA | CTDBP | output_sigmat | PD262 | output_sigmat_boolean_int8_1 | 0 | boolean | int8 |  | 1 | -9 | Output Sigma T flag | 0 | [9 empty] | Reviewed-KS
BETA | CTDBP | num_events | PD263 | num_events_quantity_int32_counts | 0 | quantity | int32 |  | counts | -9999999 | Number of Events | 0 | [9 empty] | Reviewed-KS
BETA | CTDBP | samples_free | PD264 | samples_free_quantity_int32_counts | 0 | quantity | int32 |  | counts | -9999999 | Number of Samples Free | 0 | [9 empty] | Reviewed-KS
BETA | CTDBP | sample_length | PD265 | sample_length_quantity_int32_bytes | 0 | quantity | int32 |  | bytes | -9999999 | Bytes per Sample | 0 | [9 empty] | Reviewed-KS
BETA | CTDBP | headers | PD266 | headers_quantity_int32_counts | 0 | quantity | int32 |  | counts | -9999999 | Headers | 0 | [9 empty] | Reviewed-KS
BETA | CTDBP | output_executed_tag | PD267 | output_executed_tag_boolean_int8_1 | 0 | boolean | int8 |  | 1 | -9 | Output Executed Tag flag | 0 | [9 empty] | Reviewed-KS
BETA | PREST | set_timeout | PD268 | set_timeout_quantity_int32_ms | 0 | quantity | int32 |  | ms | -9999999 | Set Timeout, ms | 0 | [8 empty] | Not determined at this time | Reviewed-KS
BETA | PREST | set_timeout_max | PD269 | set_timeout_max_quantity_int32_ms | 0 | quantity | int32 |  | ms | -9999999 | Set Timeout, Max, ms | 0 | [8 empty] | Not determined at this time | Reviewed-KS
BETA | PREST | set_timeout_icd | PD270 | set_timeout_icd_quantity_int32_ms | 0 | quantity | int32 |  | ms | -9999999 | Set Timeout ICD, ms | 0 | [8 empty] | Not determined at this time | Reviewed-KS
BETA | PREST | reference_oscillator_freq | PD271 | reference_oscillator_freq_quantity_float32_Hz | 0 | quantity | float32 |  | Hz | -9999999 | Reference Oscillator Frequency, Hz | 3 | [8 empty] | Acquisition oscillator frequency | Reviewed-KS
BETA | PREST | pcb_thermistor_value | PD272 | pcb_thermistor_value_quantity_int32_counts | 0 | quantity | int32 |  | counts | -9999999 | PCB Thermistor Value, counts | 0 | [8 empty] | Printed Circuit Board (PCB) thermistor value | Reviewed-KS
BETA | PREST | reference_error | PD273 | reference_error_quantity_float32_ppm | 0 | quantity | float32 |  | ppm | -9999999 | Reference Error, ppm | 3 | [8 empty] | Deviation of oscillator frequency from current calibration settings | Reviewed-KS
BETA | PREST | device_type | PD274 | device_type_array_quantity_str_1 | 0 | array<quantity> | str |  | 1 | empty | Device Type | 0 | [8 empty] | Sea-Bird device type, will always be 'SBE54' | Reviewed-KS
BETA | PREST | calibration_date_acq_crystal | PD275 | calibration_date_acq_crystal_array_quantity_str_1 | 0 | array<quantity> | str |  | 1 | empty | Calibration Date, Acquisition Crystal | 0 | [8 empty] | Acquisition crystal calibration date string | Reviewed-KS
BETA | PREST | acq_crystal_coeff_fra0 | PD276 | acq_crystal_coeff_fra0_quantity_float32_1 | 0 | quantity | float32 |  | 1 | -9999999 | Acq Crystal Coeff Fra0 | 6 | [8 empty] | Acquisition crystal frequency A0 | Reviewed-KS
BETA | PREST | acq_crystal_coeff_fra1 | PD277 | acq_crystal_coeff_fra1_quantity_float32_1 | 0 | quantity | float32 |  | 1 | -9999999 | Acq Crystal Coeff Fra1 | 6 | [8 empty] | Acquisition crystal frequency A1 | Reviewed-KS
BETA | PREST | acq_crystal_coeff_fra2 | PD278 | acq_crystal_coeff_fra2_quantity_float32_1 | 0 | quantity | float32 |  | 1 | -9999999 | Acq Crystal Coeff Fra2 | 6 | [8 empty] | Acquisition crystal frequency A2 | Reviewed-KS
BETA | PREST | acq_crystal_coeff_fra3 | PD279 | acq_crystal_coeff_fra3_quantity_float32_1 | 0 | quantity | float32 |  | 1 | -9999999 | Acq Crystal Coeff Fra3 | 6 | [8 empty] | Acquisition crystal frequency A3 | Reviewed-KS
BETA | PREST | pressure_sensor_serial_number | PD280 | pressure_sensor_serial_number_quantity_int32_1 | 0 | quantity | int32 |  | 1 | -9999999 | Pressure Sensor Serial Number | 0 | [8 empty] | Digiquartz pressure sensor serial number | Reviewed-KS
BETA | PREST | pressure_sensor_range | PD281 | pressure_sensor_range_array_quantity_int32_psi | 0 | array<quantity> | int32 |  | psi | none | Pressure Sensor Range, psi | 0 | [8 empty] | Pressure sensor full scale range | Reviewed-KS
BETA | PREST | battery_type | PD282 | battery_type_category_int8_str_int8_1 | 0 | category<int8:str> | int8 | {0:'Lithium', 1:'Alkaline',-99:'empty'} | 1 | -99 | Battery Type | 0 | [8 empty] | Event type of battery (0 = Lithium, 1 = Alkaline) | Reviewed-KS
BETA | PREST | baud_rate | PD283 | baud_rate_quantity_int32_Bd | 0 | quantity | int32 |  | Bd | -9999999 | Baud Rate | 0 | [8 empty] | Serial communications baud rate. | Reviewed-KS
BETA | PREST | enable_alerts | PD284 | enable_alerts_boolean_int8_1 | 0 | boolean | int8 |  | 1 | -99 | Enable Alerts | 0 | [8 empty] | Enable output alerts (0 = Do not output alerts, 1 = Output alerts) | Reviewed-KS
BETA | PREST | upload_type | PD285 | upload_type_category_int8_str_int8_1 | 0 | category<int8:str> | int8 | {0:'Upload in ASCII Text', 1:'Upload in binary',-99:'empty'} | 1 | -99 | Upload Type | 0 | [8 empty] | Determine format of uploaded data (0 = Upload as ASCII text, 1 = Upload as binary data) | Reviewed-KS
BETA | PREST | sample_period | PD286 | sample_period_quantity_int32_s | 0 | quantity | int32 |  | s | -9999999 | Sample Period, s | 0 | [8 empty] | Duration of each pressure measurement | Reviewed-KS
BETA | PREST | version | PD287 | version_array_quantity_str_1 | 0 | array<quantity> | str |  | 1 | empty | Version | 0 | [8 empty] | Software/Firmware version | Reviewed-KS
BETA | PREST | event_count | PD288 | event_count_quantity_int32_count | 0 | quantity | int32 |  | count | -9999999 | Event Count | 0 | [8 empty] | Number of logged events | Reviewed-KS
BETA | PREST | bytes_used | PD289 | bytes_used_quantity_int32_1 | 0 | quantity | int32 |  | 1 | -9999999 | Bytes Used | 0 | [8 empty] | Number of bytes stored in memory | Reviewed-KS
BETA | PREST | bytes_free | PD290 | bytes_free_quantity_int32_1 | 0 | quantity | int32 |  | 1 | -9999999 | Bytes Free | 0 | [8 empty] | Number of additional bytes that can be stored in memory | Reviewed-KS
BETA | PREST | manufacturer | PD291 | manufacturer_array_quantity_str_1 | 0 | array<quantity> | str |  | 1 | empty | Manufacturer | 0 | [8 empty] | Instrument manufacturer | Reviewed-KS
BETA | PREST | firmware_date | PD293 | firmware_date_array_quantity_str_1 | 0 | array<quantity> | str |  | 1 | empty | Firmware Date | 0 | [8 empty] | Firmware date | Reviewed-KS
BETA | PREST | hardware_version | PD294 | hardware_version_array_quantity_str_1 | 0 | array<quantity> | str |  | 1 | empty | Hardware Version | 0 | [8 empty] | Hardware version | Reviewed-KS
BETA | PREST | pcb_serial_number | PD295 | pcb_serial_number_array_quantity_str_1 | 0 | array<quantity> | str |  | 1 | empty | PCB Serial Number | 0 | [8 empty] | Printed Circuit Board (PCB) serial number | Reviewed-KS
BETA | PREST | pcb_type | PD296 | pcb_type_array_quantity_str_1 | 0 | array<quantity> | str |  | 1 | empty | PCB Type | 0 | [8 empty] | Event type of PCB | Reviewed-KS
BETA | PREST | manufacture_date | PD297 | manufacture_date_array_quantity_str_1 | 0 | array<quantity> | str |  | 1 | empty | Manufacture Date | 0 | [8 empty] | Date of manufacture | Reviewed-KS
BETA | PREST | number_events | PD298 | number_events_quantity_int32_1 | 0 | quantity | int32 |  | 1 | -9999999 | Number Events | 0 | [8 empty] | Sum of recorded events | Reviewed-KS
BETA | PREST | power_on_reset | PD299 | power_on_reset_quantity_int32_1 | 0 | quantity | int32 |  | 1 | -9999999 | Power On Reset | 0 | [8 empty] | Event type 'PowerOnReset' | Reviewed-KS
BETA | PREST | power_fail_reset | PD300 | power_fail_reset_quantity_int32_1 | 0 | quantity | int32 |  | 1 | -9999999 | Power Fail Reset | 0 | [8 empty] | Event type PowerFailReset | Reviewed-KS
BETA | PREST | watchdog_reset | PD301 | watchdog_reset_quantity_int32_1 | 0 | quantity | int32 |  | 1 | -9999999 | Watchdog Reset | 0 | [8 empty] | Event type WatchDogReset | Reviewed-KS
BETA | PREST | serial_byte_error | PD302 | serial_byte_error_quantity_int32_1 | 0 | quantity | int32 |  | 1 | -9999999 | Serial Byte Error | 0 | [8 empty] | Event type SerialByteErr | Reviewed-KS
BETA | PREST | command_buffer_overflow | PD303 | command_buffer_overflow_quantity_int32_1 | 0 | quantity | int32 |  | 1 | -9999999 | Command Buffer Overflow | 0 | [8 empty] | Event type CmdBuffOflow | Reviewed-KS
BETA | PREST | serial_receive_overflow | PD304 | serial_receive_overflow_quantity_int32_1 | 0 | quantity | int32 |  | 1 | -9999999 | Serial Receive Overflow | 0 | [8 empty] | Event type SerialRxOflow | Reviewed-KS
BETA | PREST | low_battery | PD305 | low_battery_quantity_int32_1 | 0 | quantity | int32 |  | 1 | -9999999 | Low Battery | 0 | [8 empty] | Event type LowBattery | Reviewed-KS
BETA | PREST | out_of_memory | PD306 | out_of_memory_quantity_int32_1 | 0 | quantity | int32 |  | 1 | -9999999 | Out of Memory | 0 | [8 empty] | Event type OutofMemory | Reviewed-KS
BETA | PREST | signal_error | PD307 | signal_error_quantity_int32_1 | 0 | quantity | int32 |  | 1 | -9999999 | Signal Error | 0 | [8 empty] | Event type SignalError | Reviewed-KS
BETA | PREST | error_10 | PD308 | error_10_quantity_int32_1 | 0 | quantity | int32 |  | 1 | -9999999 | Error 10 | 0 | [8 empty] | Event type Error 10 | Reviewed-KS
BETA | PREST | error_12 | PD309 | error_12_quantity_int32_1 | 0 | quantity | int32 |  | 1 | -9999999 | Error 12 | 0 | [8 empty] | Event type Error 12 | Reviewed-KS
CW_TEST | NUTNR-B | frame_header | PD310 | frame_header_array_quantity_str_1 | 0 | array<quantity> | str |  | 1 | empty |  | 0
CW_TEST | NUTNR-B | frame_type | PD311 | frame_type_array_quantity_str_1 | 0 | array<quantity> | str |  | 1 | empty |  | 0
CW_TEST | NUTNR-B | serial_number | PD312 | serial_number_array_quantity_str_1 | 0 | array<quantity> | str |  | 1 | empty |  | 0 | [9 empty] | Reviewed-KS
CW_TEST | NUTNR-B | date_of_sample | PD313 | date_of_sample_quantity_int16_1 | 0 | quantity | int16 |  | 1 | -9999 |  | 0
CW_TEST | NUTNR-B | time_of_sample | PD314 | time_of_sample_quantity_float64_h | 0 | quantity | float64 |  | h | -9999999
CW_TEST | NUTNR-B | nitrate_concentration | PD315 | nitrate_concentration_quantity_float32_uMol_L_1 | 0 | quantity | float32 |  | uMol L-1 | -9999999
CW_TEST | NUTNR-B | aux_fitting_1 | PD316 | aux_fitting_1_quantity_float32_1 | 0 | quantity | float32 |  | 1 | -9999999
CW_TEST | NUTNR-B | aux_fitting_2 | PD317 | aux_fitting_2_quantity_float32_1 | 0 | quantity | float32 |  | 1 | -9999999
CW_TEST | NUTNR-B | aux_fitting_3 | PD318 | aux_fitting_3_quantity_float32_1 | 0 | quantity | float32 |  | 1 | -9999999
CW_TEST | NUTNR-B | rms_error | PD319 | rms_error_quantity_float32_uMol_L_1 | 0 | quantity | float32 |  | uMol L-1 | -9999999
CW_TEST | NUTNR-B | temp_interior | PD320 | temp_interior_quantity_float32_deg_C | 0 | quantity | float32 |  | deg_C | -9999999
CW_TEST | NUTNR-B | temp_spectrometer | PD321 | temp_spectrometer_quantity_float32_deg_C | 0 | quantity | float32 |  | deg_C | -9999999
CW_TEST | NUTNR-B | temp_lamp | PD322 | temp_lamp_quantity_float32_deg_C | 0 | quantity | float32 |  | deg_C | -9999999
CW_TEST | NUTNR-B | lamp_time | PD323 | lamp_time_quantity_float32_s | 0 | quantity | float32 |  | s | -9999999 | [10 empty] | The elapsed on-time of the current data acquisition in seconds
CW_TEST | NUTNR-B | humidity | PD324 | humidity_quantity_float32_% | 0 | quantity | float32 |  | % | -9999999
CW_TEST | NUTNR-B | voltage_lamp | PD325 | voltage_lamp_quantity_float32_V | 0 | quantity | float32 |  | V | -9999999
CW_TEST | NUTNR-B | voltage_analog | PD326 | voltage_analog_quantity_float32_V | 0 | quantity | float32 |  | V | -9999999
CW_TEST | NUTNR-B | voltage_main | PD327 | voltage_main_quantity_float32_V | 0 | quantity | float32 |  | V | -9999999
CW_TEST | NUTNR-B | ref_channel_average | PD328 | ref_channel_average_quantity_float32_counts | 0 | quantity | float32 |  | counts | -9999999
CW_TEST | NUTNR-B | ref_channel_variance | PD329 | ref_channel_variance_quantity_float32_1 | 0 | quantity | float32 |  | 1 | -9999999
CW_TEST | NUTNR-B | sea_water_dark | PD330 | sea_water_dark_quantity_float32_counts | 0 | quantity | float32 |  | counts | -9999999
CW_TEST | NUTNR-B | spec_channel_average | PD331 | spec_channel_average_quantity_float32_counts | 0 | quantity | float32 |  | counts | -9999999
CW_TEST | NUTNR-B | spectral_channels | PD332 | spectral_channels_array_quantity_uint16_counts | 0 | array<quantity> | uint16 |  | counts | 65535 |  | 0
CW_TEST,SP_MFLM | NUTNR, PCO2W, PHSEN | checksum | PD333 | checksum_quantity_uint8_1 | 1 | quantity | uint8 |  | 1 | 0 | Checksum | 0 | [8 empty] | Data checksum. | Reviewed-KS
CW_TEST | NUTNR-B | startup_time | PD334 | startup_time_quantity_int32_seconds_since_1970_01_01 | 0 | quantity | int32 |  | seconds since 1970-01-01 | -9999999 |  | 0
CW_TEST | NUTNR-B | persistor_cf_card | PD335 | persistor_cf_card_array_quantity_str_1 | 0 | array<quantity> | str |  | 1 | empty |  | 0
CW_TEST | NUTNR-B | persistor_bios | PD336 | persistor_bios_array_quantity_str_1 | 0 | array<quantity> | str |  | 1 | empty |  | 0
CW_TEST | NUTNR-B | persistor_picodos_version | PD337 | persistor_picodos_version_array_quantity_str_1 | 0 | array<quantity> | str |  | 1 | empty |  | 0
CW_TEST | NUTNR-B | persistor_picodos_bytes_used | PD338 | persistor_picodos_bytes_used_quantity_int32_bytes | 0 | quantity | int32 |  | bytes | -9999999 |  | 0
CW_TEST | NUTNR-B | cf_card_size | PD339 | cf_card_size_quantity_int32_bytes | 0 | quantity | int32 |  | bytes | -9999999 |  | 0
CW_TEST | NUTNR-B | cf_card_free | PD340 | cf_card_free_quantity_int32_bytes | 0 | quantity | int32 |  | bytes | -9999999 |  | 0
CW_TEST | NUTNR-B | previous_shutdown_code | PD343 | previous_shutdown_code_array_quantity_str_1 | 0 | array<quantity> | str |  | 1 | empty |  | 0
CW_TEST | NUTNR-B | operating_mode | PD345 | operating_mode_array_quantity_str_1 | 0 | array<quantity> | str |  | 1 | empty |  | 0
CW_TEST | NUTNR-B | use_shutter_darks | PD346 | use_shutter_darks_boolean_int8_1 | 0 | boolean | int8 |  | 1 | -9 |  | 0
CW_TEST | NUTNR-B | lamp_time | PD347 | lamp_time_quantity_int32_s | 0 | quantity | int32 |  | s | -9999999 |  | 0 | [8 empty] | Elapsed time lamp has been on in seconds
CW_TEST | NUTNR-B | spec_on_time | PD348 | spec_on_time_quantity_int32_seconds_since_1970_01_01 | 0 | quantity | int32 |  | seconds since 1970-01-01 | -9999999 |  | 0
CW_TEST | NUTNR-B | spec_powered_time | PD349 | spec_powered_time_quantity_int32_seconds_since_1970_01_01 | 0 | quantity | int32 |  | seconds since 1970-01-01 | -9999999 |  | 0
CW_TEST | NUTNR-B | lamp_on_time | PD350 | lamp_on_time_quantity_int32_seconds_since_1970_01_01 | 0 | quantity | int32 |  | seconds since 1970-01-01 | -9999999 |  | 0
CW_TEST | NUTNR-B | lamp_powered_time | PD351 | lamp_powered_time_quantity_int32_seconds_since_1970_01_01 | 0 | quantity | int32 |  | seconds since 1970-01-01 | -9999999 |  | 0
CW_TEST | NUTNR-B | data_log_file | PD352 | data_log_file_array_quantity_str_1 | 0 | array<quantity> | str |  | 1 | empty |  | 0
CW_TEST,SP_MFLM | PCO2W, PHSEN | unique_id | PD353 | unique_id_quantity_uint8_1 | 0 | quantity | uint8 |  | 1 | 0 | Instrument Unique ID | 0 | [8 empty] | ID uniquely indentifying this instrument. | Reviewed-KS
CW_TEST,SP_MFLM | PCO2W, PHSEN | record_length | PD354 | record_length_quantity_uint8_1 | 0 | quantity | uint8 |  | 1 | 0 | Record Length | 0 | [8 empty] | Length of the record. | Reviewed-KS
CW_TEST,SP_MFLM | PCO2W, PHSEN | record_type | PD355 | record_type_quantity_uint8_1 | 0 | quantity | uint8 |  | 1 | 0 | Record Type | 0 | [8 empty] | Record type | Reviewed-KS
CW_TEST | PCO2W, PHSEN | record_time | PD356 | record_time_quantity_int32_seconds_since_1904_01_01 | 0 | quantity | int32 |  | seconds since 1904-01-01 | -9999999 | Record Time, seconds since 1904-01-01 | 0 | [9 empty] | Reviewed-KS
CW_TEST | PCO2W | light_measurements | PD357 | light_measurements_array_quantity_int16_counts | 1 | array<quantity> | int16 |  | counts | -9999 | Light Measurements, counts | 0 | [9 empty] | Ready for review
CW_TEST,SP_MFLM | PCO2W, PHSEN | voltage_battery | PD358 | voltage_battery_quantity_int16_counts | 0 | quantity | int16 |  | counts | -9999 | Voltage Battery, counts | 0 | [8 empty] | Battery voltage in counts. | Reviewed-KS
CW_TEST | PCO2W | thermistor_raw | PD359 | thermistor_raw_quantity_int16_counts | 0 | quantity | int16 |  | counts | -9999 | Thermistor Raw, counts | 0 | [6 empty] | CO2THRM_L0 |  |  | Ready for review
CW_TEST | PCO2W, PHSEN | pump_on | PD360 | pump_on_boolean_int8_1 | 0 | boolean | int8 |  | 1 | -99 | Pump On | 0 | [9 empty] | Reviewed-KS
CW_TEST | PCO2W, PHSEN | valve_on | PD361 | valve_on_boolean_int8_1 | 0 | boolean | int8 |  | 1 | -99 | Valve On | 0 | [9 empty] | Reviewed-KS
CW_TEST | PCO2W, PHSEN | external_power_on | PD362 | external_power_on_boolean_int8_1 | 0 | boolean | int8 |  | 1 | -99 | External Power On | 0 | [9 empty] | Reviewed-KS
CW_TEST | PCO2W, PHSEN | debug_led | PD363 | debug_led_boolean_int8_1 | 0 | boolean | int8 |  | 1 | -99 | Debug LED | 0 | [9 empty] | Reviewed-KS
CW_TEST | PCO2W, PHSEN | debug_echo | PD364 | debug_echo_boolean_int8_1 | 0 | boolean | int8 |  | 1 | -99 | Debug Echo | 0 | [9 empty] | Reviewed-KS
CW_TEST | PCO2W, PHSEN | elapsed_time_config | PD365 | elapsed_time_config_quantity_int32_s | 0 | quantity | int32 |  | s | -9999999 | Elapsed Time Since Configuration, s | 0 | [9 empty] | Reviewed-KS
CW_TEST | PCO2W, PHSEN | clock_active | PD366 | clock_active_boolean_int8_1 | 0 | boolean | int8 |  | 1 | -99 | Clock Active | 0 | [9 empty] | Reviewed-KS
CW_TEST | PCO2W, PHSEN | recording_active | PD367 | recording_active_boolean_int8_1 | 0 | boolean | int8 |  | 1 | -99 | Recording Active | 0 | [9 empty] | Reviewed-KS
CW_TEST | PCO2W, PHSEN | record_end_on_time | PD368 | record_end_on_time_boolean_int8_1 | 0 | boolean | int8 |  | 1 | -99 | Record End On Time | 0 | [9 empty] | Reviewed-KS
CW_TEST | PCO2W, PHSEN | record_memory_full | PD369 | record_memory_full_boolean_int8_1 | 0 | boolean | int8 |  | 1 | -99 | Record Memory Full | 0 | [9 empty] | Reviewed-KS
CW_TEST | PCO2W, PHSEN | record_end_on_error | PD370 | record_end_on_error_boolean_int8_1 | 0 | boolean | int8 |  | 1 | -99 | Record End On Error | 0 | [9 empty] | Reviewed-KS
CW_TEST | PCO2W, PHSEN | data_download_ok | PD371 | data_download_ok_boolean_int8_1 | 0 | boolean | int8 |  | 1 | -99 | Data Download Ok | 0 | [9 empty] | Reviewed-KS
CW_TEST | PCO2W, PHSEN | flash_memory_open | PD372 | flash_memory_open_boolean_int8_1 | 0 | boolean | int8 |  | 1 | -99 | Flash Memory Open | 0 | [9 empty] | Reviewed-KS
CW_TEST | PCO2W, PHSEN | battery_low_prestart | PD373 | battery_low_prestart_boolean_int8_1 | 0 | boolean | int8 |  | 1 | -99 | Battery Error Fatal | 0 | [9 empty] | Reviewed-KS
CW_TEST | PCO2W, PHSEN | battery_low_measurement | PD374 | battery_low_measurement_boolean_int8_1 | 0 | boolean | int8 |  | 1 | -99 | Battery Low Measurement | 0 | [9 empty] | Reviewed-KS
CW_TEST | PCO2W, PHSEN | battery_low_blank | PD375 | battery_low_blank_boolean_int8_1 | 0 | boolean | int8 |  | 1 | -99 | Battery Low Blank | 0 | [9 empty] | Reviewed-KS
CW_TEST | PCO2W, PHSEN | battery_low_external | PD376 | battery_low_external_boolean_int8_1 | 0 | boolean | int8 |  | 1 | -99 | Battery Low External | 0 | [9 empty] | Reviewed-KS
CW_TEST | PCO2W, PHSEN | external_device1_fault | PD377 | external_device1_fault_quantity_int8_1 | 0 | quantity | int8 |  | 1 | -99 | External Device Fault | 0 | [9 empty] | Reviewed-KS
CW_TEST | PCO2W, PHSEN | flash_erased | PD378 | flash_erased_boolean_int8_1 | 0 | boolean | int8 |  | 1 | -99 | Flash Erased | 0 | [9 empty] | Reviewed-KS
CW_TEST | PCO2W, PHSEN | power_on_invalid | PD379 | power_on_invalid_boolean_int8_1 | 0 | boolean | int8 |  | 1 | -99 | Power On Invalid | 0 | [9 empty] | Reviewed-KS
CW_TEST | PCO2W, PHSEN | launch_time | PD380 | launch_time_quantity_int32_seconds_since_1904_01_01 | 0 | quantity | int32 |  | seconds since 1904-01-01 | -9999999 | Launch Time, seconds since 1904-01-01 | 0 | [8 empty] | Launch time recorded in seconds since January 1, 1904 | Reviewed-KS
CW_TEST | PCO2W, PHSEN | start_time_offset | PD381 | start_time_offset_quantity_int32_s_ | 0 | quantity | int32 |  | s | -9999999 | Start Time Offset, s | 0 | [8 empty] | Elapsed time between launch and start, in seconds. | Reviewed-KS
CW_TEST | PCO2W, PHSEN | recording_time | PD382 | recording_time_quantity_int32_s | 0 | quantity | int32 |  | s | -9999999 | Recording Time, s | 0 | [8 empty] | Elapsed time between start and stop, in seconds. | Reviewed-KS
CW_TEST | PCO2W, PHSEN | pmi_sample_schedule | PD383 | pmi_sample_schedule_boolean_int8_1 | 0 | boolean | int8 |  | 1 | -99 | PMI Sample Schedule | 0 | [9 empty] | Reviewed-KS
CW_TEST | PCO2W, PHSEN | sami_sample_schedule | PD384 | sami_sample_schedule_boolean_int8_1 | 0 | boolean | int8 |  | 1 | -99 | SAMI Sample Schedule | 0 | [9 empty] | Reviewed-KS
CW_TEST | PCO2W, PHSEN | slot1_follows_sami_sample | PD385 | slot1_follows_sami_sample_boolean_int8_1 | 0 | boolean | int8 |  | 1 | -99 | Slot1 Follows SAMI Sample | 0 | [9 empty] | Reviewed-KS
CW_TEST | PCO2W, PHSEN | slot1_independent_schedule | PD386 | slot1_independent_schedule_boolean_int8_1 | 0 | boolean | int8 |  | 1 | -99 | Slot1 Independent Schedule | 0 | [9 empty] | Reviewed-KS
CW_TEST | PCO2W, PHSEN | slot2_follows_sami_sample | PD387 | slot2_follows_sami_sample_boolean_int8_1 | 0 | boolean | int8 |  | 1 | -99 | Slot2 Follows SAMI Sample | 0 | [9 empty] | Reviewed-KS
CW_TEST | PCO2W, PHSEN | slot2_independent_schedule | PD388 | slot2_independent_schedule_boolean_int8_1 | 0 | boolean | int8 |  | 1 | -99 | Slot2 Independent Schedule | 0 | [9 empty] | Reviewed-KS
CW_TEST | PCO2W, PHSEN | slot3_follows_sami_sample | PD389 | slot3_follows_sami_sample_boolean_int8_1 | 0 | boolean | int8 |  | 1 | -99 | Slot3 Follows SAMI Sample | 0 | [9 empty] | Reviewed-KS
CW_TEST | PCO2W, PHSEN | slot3_independent_schedule | PD390 | slot3_independent_schedule_boolean_int8_1 | 0 | boolean | int8 |  | 1 | -99 | Slot3 Independent Schedule | 0 | [9 empty] | Reviewed-KS
CW_TEST | PCO2W, PHSEN | timer_interval_sami | PD391 | timer_interval_sami_quantity_int32_s | 0 | quantity | int32 |  | s | -9999999 | Timer Interval SAMI, s | 0 | [9 empty] | Reviewed-KS
CW_TEST | PCO2W, PHSEN | driver_id_sami | PD392 | driver_id_sami_quantity_int8_1 | 0 | quantity | int8 |  | 1 | -99 | Driver Id SAMI | 0 | [9 empty] | Reviewed-KS
CW_TEST | PCO2W, PHSEN | parameter_pointer_sami | PD393 | parameter_pointer_sami_quantity_int8_1 | 0 | quantity | int8 |  | 1 | -99 | Parameter Pointer SAMI | 0 | [9 empty] | Reviewed-KS
CW_TEST | PCO2W, PHSEN | timer_interval_device1 | PD394 | timer_interval_device1_quantity_int32_s | 0 | quantity | int32 |  | s | -9999999 | Timer Interval Device1, s | 0 | [9 empty] | Reviewed-KS
CW_TEST | PCO2W, PHSEN | driver_id_device1 | PD395 | driver_id_device1_quantity_int8_1 | 0 | quantity | int8 |  | 1 | -99 | Driver Id Device1 | 0 | [9 empty] | Reviewed-KS
CW_TEST | PCO2W, PHSEN | parameter_pointer_device1 | PD396 | parameter_pointer_device1_quantity_int8_1 | 0 | quantity | int8 |  | 1 | -99 | Parameter Pointer Device1 | 0 | [9 empty] | Reviewed-KS
CW_TEST | PCO2W, PHSEN | timer_interval_device2 | PD397 | timer_interval_device2_quantity_int32_s | 0 | quantity | int32 |  | s | -9999999 | Timer Interval Device2, s | 0 | [9 empty] | Reviewed-KS
CW_TEST | PCO2W, PHSEN | driver_id_device2 | PD398 | driver_id_device2_quantity_int8_1 | 0 | quantity | int8 |  | 1 | -99 | Driver Id Device2 | 0 | [9 empty] | Reviewed-KS
CW_TEST | PCO2W, PHSEN | parameter_pointer_device2 | PD399 | parameter_pointer_device2_quantity_int8_1 | 0 | quantity | int8 |  | 1 | -99 | Parameter Pointer Device2 | 0 | [9 empty] | Reviewed-KS
CW_TEST | PCO2W, PHSEN | timer_interval_device3 | PD400 | timer_interval_device3_quantity_int32_s | 0 | quantity | int32 |  | s | -9999999 | Timer Interval Device3, s | 0 | [9 empty] | Reviewed-KS
CW_TEST | PCO2W, PHSEN | driver_id_device3 | PD401 | driver_id_device3_quantity_int8_1 | 0 | quantity | int8 |  | 1 | -99 | Driver Id Device3 | 0 | [9 empty] | Reviewed-KS
CW_TEST | PCO2W, PHSEN | parameter_pointer_device3 | PD402 | parameter_pointer_device3_quantity_int8_1 | 0 | quantity | int8 |  | 1 | -99 | Parameter Pointer Device3 | 0 | [9 empty] | Reviewed-KS
CW_TEST | PCO2W, PHSEN | timer_interval_prestart | PD403 | timer_interval_prestart_quantity_int32_s | 0 | quantity | int32 |  | s | -9999999 | Timer Interval Prestart, s | 0 | [9 empty] | Reviewed-KS
CW_TEST | PCO2W, PHSEN | driver_id_prestart | PD404 | driver_id_prestart_quantity_int8_1 | 0 | quantity | int8 |  | 1 | -99 | Driver Id Prestart | 0 | [9 empty] | Reviewed-KS
CW_TEST | PCO2W, PHSEN | parameter_pointer_prestart | PD405 | parameter_pointer_prestart_quantity_int8_1 | 0 | quantity | int8 |  | 1 | -99 | Parameter Pointer Prestart | 0 | [9 empty] | Reviewed-KS
CW_TEST | PCO2W, PHSEN | use_baud_rate_57600 | PD406 | use_baud_rate_57600_boolean_int8_1 | 0 | boolean | int8 |  | 1 | -99 | Use Baud Rate 9600 | 0 | [9 empty] | Reviewed-KS
CW_TEST | PCO2W, PHSEN | send_record_type | PD407 | send_record_type_boolean_int8_1 | 0 | boolean | int8 |  | 1 | -99 | Send Record Type Early | 0 | [9 empty] | Reviewed-KS
CW_TEST | PCO2W, PHSEN | send_live_records | PD408 | send_live_records_boolean_int8_1 | 0 | boolean | int8 |  | 1 | -99 | Send Live Records | 0 | [9 empty] | Reviewed-KS
CW_TEST | PCO2W, PHSEN | extend_global_config | PD409 | extend_global_config_boolean_int8_1 | 0 | boolean | int8 |  | 1 | -99 | Extend Global Config | 0 | [9 empty] | Reviewed-KS
CW_TEST | PCO2W | pump_pulse | PD410 | pump_pulse_quantity_uint8_s | 0 | quantity | uint8 |  | s | 0 | Pump Pulse, s | 0 | [9 empty] | Reviewed-KS
CW_TEST | PCO2W | pump_on_to_measure | PD411 | pump_on_to_measure_quantity_uint8_s | 0 | quantity | uint8 |  | s | 0 | Pump On To Measure, s | 0 | [9 empty] | Reviewed-KS
CW_TEST | PCO2W | samples_per_measure | PD412 | samples_per_measure_quantity_uint8_counts | 0 | quantity | uint8 |  | counts | 0 | Samples Per Measure, counts | 0 | [9 empty] | Reviewed-KS
CW_TEST | PCO2W | cycles_between_blanks | PD413 | cycles_between_blanks_quantity_uint8_counts | 0 | quantity | uint8 |  | counts | 0 | Cycles Between Blanks, counts | 0 | [9 empty] | Reviewed-KS
CW_TEST | PCO2W | num_reagent_cycles | PD414 | num_reagent_cycles_quantity_uint8_counts | 0 | quantity | uint8 |  | counts | 0 | Num Reagent Cycles, counts | 0 | [9 empty] | Reviewed-KS
CW_TEST | PCO2W | num_blank_cycles | PD415 | num_blank_cycles_quantity_uint8_counts | 0 | quantity | uint8 |  | counts | 0 | Num Blank Cycles, counts | 0 | [9 empty] | Reviewed-KS
CW_TEST | PCO2W | flush_pump_interval | PD416 | flush_pump_interval_quantity_uint8_s | 0 | quantity | uint8 |  | s | 0 | Flush Pump Interval, s | 0 | [9 empty] | Reviewed-KS
CW_TEST | PCO2W | disable_start_blank_flush | PD417 | disable_start_blank_flush_boolean_int8_1 | 0 | boolean | int8 |  | 1 | -99 | Blank Flush On Start | 0 | [9 empty] | Reviewed-KS
CW_TEST | PCO2W | measure_after_pump_pulse | PD418 | measure_after_pump_pulse_boolean_int8_1 | 0 | boolean | int8 |  | 1 | -99 | Pump Pulse Post Measure | 0 | [9 empty] | Reviewed-KS
VOID | VOID | VOID_num_extra_pump_cycles | PD419 | VOID_num_extra_pump_cycles_quantity_uint8_counts | 0 | quantity | uint8 |  | counts | 0 |  | 0
VOID | VOID | VOID_cycle_interval | PD420 | VOID_cycle_interval_quantity_uint8_s | 0 | quantity | uint8 |  | s | 0 |  | 0
BETA | TRHPH | resistivity_5 | PD421 | resistivity_5_quantity_float32_V | 0 | quantity | float32 |  | V | -9999999 | Temperature Resistivity 1x gain, V | 3 | [6 empty] | TRHPHR1_L0 |  | Raw temperature-resistivity voltage at a 1x gain. | Ready for review
BETA | TRHPH | resistivity_x1 | PD422 | resistivity_x1_quantity_float32_V | 0 | quantity | float32 |  | V | -9999999 | Temperature Resistivity 5x gain, V | 3 | [6 empty] | TRHPHR2_L0 |  | Raw temperature-resistivity voltage at a 5x gain. | Ready for review
BETA | TRHPH | resistivity_x5 | PD423 | resistivity_x5_quantity_float32_V | 0 | quantity | float32 |  | V | -9999999 | Temperature Resistivity 25x gain, V | 3 | [6 empty] | TRHPHR3_L0 |  | Raw temperature-resistivity voltage at a 25x gain. | Ready for review
BETA | TRHPH | hydrogen_5 | PD424 | hydrogen_5_quantity_float32_V | 0 | quantity | float32 |  | V | -9999999 | Hydrogen Sensor 1x gain, V | 3 | [9 empty] | Ready for review
BETA | TRHPH | hydrogen_x1 | PD425 | hydrogen_x1_quantity_float32_V | 0 | quantity | float32 |  | V | -9999999 | Hydrogen Sensor 5x gain, V | 3 | [9 empty] | Ready for review
BETA | TRHPH | hydrogen_x5 | PD426 | hydrogen_x5_quantity_float32_V | 0 | quantity | float32 |  | V | -9999999 | Hydrogen Sensor 25x gain, V | 3 | [9 empty] | Ready for review
BETA | TRHPH | eh_sensor | PD427 | eh_sensor_quantity_float32_V | 0 | quantity | float32 |  | V | -9999999 | Raw Oxidation Reduction-Potential Voltage/Eh Sensor | 3 | [6 empty] | TRHPHVO_L0 |  | Raw vent fluid oxidation-reduction potential measured in volts. | Ready for review |  | Vent Fluid Oxidation Reduction-Potential
BETA | TRHPH | ref_temp_volts | PD428 | ref_temp_volts_quantity_float32_V | 0 | quantity | float32 |  | V | -9999999 | Reference Temp Volts | 3 | [6 empty] | TRHPHVS_L0 |  | Raw reference thermistor temperature measured in volts. | Ready for review
BETA | TRHPH | ref_temp_degc | PD429 | ref_temp_degc_quantity_float32_deg_C | 0 | quantity | float32 |  | deg_C | -9999999 | Reference Temp Deg C | 3 | [8 empty] | Calculated reference thermistor temperature measured in degrees Celcius. | Ready for review
BETA | TRHPH | resistivity_temp_volts | PD430 | resistivity_temp_volts_quantity_float32_V | 0 | quantity | float32 |  | V | -9999999 | Resistivity Temp Volts | 3 | [6 empty] | TRHPHVC_L0 |  | Raw thermocouple temperature (Type K) measured in volts | Ready for review
BETA | TRHPH | resistivity_temp_degc | PD431 | resistivity_temp_degc_quantity_float32_deg_C | 0 | quantity | float32 |  | deg_C | -9999999 | Resistivity Temp Deg C | 3 | [8 empty] | Calculated thermocouple temperature measured in degrees Celcius. | Ready for review
BETA | TRHPH | battery_voltage | PD432 | battery_voltage_quantity_float32_V | 0 | quantity | float32 |  | V | -9999999 | Battery Voltage | 3 | [8 empty] | Instrument battery voltage reported in volts. | Reviewed-KS | review for TMPSF
CW_TEST | VELPT | error_code | PD433 | error_code_quantity_int16_1 | 0 | quantity | int16 |  | 1 | -9999 | Error Code | 0
CW_TEST | VELPT | analog1 | PD434 | analog1_quantity_int16_1 | 0 | quantity | int16 |  | 1 | -9999 | Analog 1 | 0
CW_TEST | VELPT | sound_speed_analog2 | PD435 | sound_speed_analog2_quantity_float32_m_s_1 | 0 | quantity | float32 |  | m s-1 | -9999999 | Speed of Sound, m s-1
CW_TEST | VELPT | heading | PD436 | heading_quantity_float32_degrees | 0 | quantity | float32 |  | degrees | -9999999 | Instrument Heading, degrees
BETA | VELPT, VEL3D-B | roll | PD438 | roll_quantity_float32_degrees | 0 | quantity | float32 |  | degrees | -9999999 | Instrument Roll, degrees | 1 | [5 empty] | platform_roll_angle |  |  | The rotated angle about the roll-axis relative to the horizontal plane. Rotation follows the right hand rule designation; i.e. with the r.h. thumb pointing in the rotation axis direction, positive rotation is in the direction of the curled fingers. | Reviewed-KS
BETA | VELPT, VEL3D-B | pitch | PD437 | pitch_quantity_float32_degrees | 0 | quantity | float32 |  | degrees | -9999999 | Instrument Pitch, degrees | 1 | [5 empty] | platform_pitch_angle |  |  | The rotated angle about the pitch-axis relative to the horizontal plane. Rotation follows the right hand rule designation; i.e. with the r.h. thumb pointing in the rotation axis direction, positive rotation is in the direction of the curled fingers. | Reviewed-KS
CW_TEST | VELPT | status | PD439 | status_quantity_int8_1 | 0 | quantity | int8 |  | 1 | -99 | Status | 0
BETA | VELPT | temperature | PD440 | temperature_quantity_float32_deg_C | 0 | quantity | float32 |  | deg_C | -9999999 | Temperature, deg_C | 2 | [5 empty] | Sea Water Temperature, deg C |  |  | The temperature of the sea water, measured in degrees Celsius | Reviewed-KS
CW_TEST | VELPT | velocity_beam1 | PD441 | velocity_beam1_quantity_float32_mm_s_1 | 0 | quantity | float32 |  | mm s-1 | -9999999 | Eastward Sea Velocity, mm s-1 | [7 empty] | VELPTMN-VLE
CW_TEST | VELPT | velocity_beam2 | PD442 | velocity_beam2_quantity_float32_mm_s_1 | 0 | quantity | float32 |  | mm s-1 | -9999999 | Northward Sea Velocity, mm s-1 | [7 empty] | VELPTMN-VLN
CW_TEST | VELPT | velocity_beam3 | PD443 | velocity_beam3_quantity_float32_mm_s_1 | 0 | quantity | float32 |  | mm s-1 | -9999999 | Upward Sea Velocity, mm s-1 | [7 empty] | VELPTMN-VLU
CW_TEST | VELPT | amplitude_beam1 | PD444 | amplitude_beam1_quantity_int16_counts | 0 | quantity | int16 |  | counts | -9999 | Amplitude, Beam 1, counts | 0
CW_TEST | VELPT | amplitude_beam2 | PD445 | amplitude_beam2_quantity_int16_counts | 0 | quantity | int16 |  | counts | -9999 | Amplitude, Beam 2, counts | 0
CW_TEST | VELPT | amplitude_beam3 | PD446 | amplitude_beam3_quantity_int16_counts | 0 | quantity | int16 |  | counts | -9999 | Amplitude, Beam 3, counts | 0
CW_TEST | VELPT | records_to_follow | PD447 | records_to_follow_quantity_int16_1 | 0 | quantity | int16 |  | 1 | -9999 | Number of Records to Follow | 0
CW_TEST | VELPT | cell_number_diagnostics | PD448 | cell_number_diagnostics_quantity_int16_1 | 0 | quantity | int16 |  | 1 | -9999 | Cell Number Diagnostics | 0
CW_TEST | VELPT | noise_amplitude_beam1 | PD449 | noise_amplitude_beam1_quantity_int8_counts | 0 | quantity | int8 |  | counts | -99 | Noise Amplitude, Beam 1, counts | 0
CW_TEST | VELPT | noise_amplitude_beam2 | PD450 | noise_amplitude_beam2_quantity_int8_counts | 0 | quantity | int8 |  | counts | -99 | Noise Amplitude, Beam 2, counts | 0
CW_TEST | VELPT | noise_amplitude_beam3 | PD451 | noise_amplitude_beam3_quantity_int8_counts | 0 | quantity | int8 |  | counts | -99 | Noise Amplitude, Beam 3, counts | 0
CW_TEST | VELPT | noise_amplitude_beam4 | PD452 | noise_amplitude_beam4_quantity_int8_counts | 0 | quantity | int8 |  | counts | -99 | Noise Amplitude, Beam 4, counts | 0
CW_TEST | VELPT | processing_magnitude_beam1 | PD453 | processing_magnitude_beam1_quantity_int16_1 | 0 | quantity | int16 |  | 1 | -9999 | Processing Magnitude, Beam 1 | 0
CW_TEST | VELPT | processing_magnitude_beam2 | PD454 | processing_magnitude_beam2_quantity_int16_1 | 0 | quantity | int16 |  | 1 | -9999 | Processing Magnitude, Beam 2 | 0
CW_TEST | VELPT | processing_magnitude_beam3 | PD455 | processing_magnitude_beam3_quantity_int16_1 | 0 | quantity | int16 |  | 1 | -9999 | Processing Magnitude, Beam 3 | 0
CW_TEST | VELPT | processing_magnitude_beam4 | PD456 | processing_magnitude_beam4_quantity_int16_1 | 0 | quantity | int16 |  | 1 | -9999 | Processing Magnitude, Beam 4 | 0
CW_TEST | VELPT | distance_beam1 | PD457 | distance_beam1_quantity_int16_1 | 0 | quantity | int16 |  | 1 | -9999 | Distance, Beam 1 | 0
CW_TEST | VELPT | distance_beam2 | PD458 | distance_beam2_quantity_int16_1 | 0 | quantity | int16 |  | 1 | -9999 | Distance, Beam 2 | 0
CW_TEST | VELPT | distance_beam3 | PD459 | distance_beam3_quantity_int16_1 | 0 | quantity | int16 |  | 1 | -9999 | Distance, Beam 3 | 0
CW_TEST | VELPT | distance_beam4 | PD460 | distance_beam4_quantity_int16_1 | 0 | quantity | int16 |  | 1 | -9999 | Distance, Beam 4 | 0
BETA | Nortek Generic Data Structures | instrmt_type_serial_number | PD461 | instrmt_type_serial_number_array_quantity_str_1 | 0 | array<quantity> | str |  | 1 | empty | Instrument Type and Serial Number | 0 | [8 empty] | Instrument Type And Serial Number
BETA | Nortek Generic Data Structures | recorder_installed | PD462 | recorder_installed_boolean_int8_1 | 0 | boolean | int8 |  | 1 | -99 | Recorder Installed | 0 | [8 empty] | Recorder Installed (0=No, 1=Yes)?
BETA | Nortek Generic Data Structures | compass_installed | PD463 | compass_installed_boolean_int8_1 | 0 | boolean | int8 |  | 1 | -99 | Compass Installed | 0 | [8 empty] | Compass Installed (0=No, 1=Yes)?
BETA | Nortek Generic Data Structures | board_frequency | PD464 | board_frequency_quantity_int16_kHz | 0 | quantity | int16 |  | kHz | -9999 | Board Frequency KHz | 0 | [8 empty] | Board Frequency KHz
BETA | Nortek Generic Data Structures | pic_version | PD465 | pic_version_quantity_int16_1 | 0 | quantity | int16 |  | 1 | -9999 | PIC Code Version Number | 0 | [8 empty] | PIC Code Version Number
BETA | Nortek Generic Data Structures | hardware_revision | PD466 | hardware_revision_quantity_int16_1 | 0 | quantity | int16 |  | 1 | -9999 | Hardware Revision | 0 | [8 empty] | Hardware Revision
BETA | Nortek Generic Data Structures | recorder_size | PD467 | recorder_size_quantity_int16_bytes | 0 | quantity | int16 |  | bytes | -9999 | Recorder Size | 0 | [8 empty] | Recorder Size (*65536 Bytes)
BETA | Nortek Generic Data Structures | velocity_range | PD468 | velocity_range_category_int8_str_int8_1 | 0 | category<int8:str> | int8 | {0:'normal',1:'high',-99:'empty'} | 1 | -99 | Velocity Range | 0 | [8 empty] | Velocity Range (0=Normal, 1=High)
BETA | Nortek Generic Data Structures | pressure_sensor | PD470 | pressure_sensor_boolean_int8_1 | 0 | boolean | int8 |  | 1 | -99 | Pressure Sensor | 0 | [8 empty] | Pressure Sensor Present (0=No, 1=Yes)?
BETA | Nortek Generic Data Structures | magnetometer_sensor | PD471 | magnetometer_sensor_boolean_int8_1 | 0 | boolean | int8 |  | 1 | -99 | Magnetometer Sensor | 0 | [8 empty] | Magnetometer Sensor Present (0=No, 1=Yes)?
BETA | Nortek Generic Data Structures | tilt_sensor | PD472 | tilt_sensor_boolean_int8_1 | 0 | boolean | int8 |  | 1 | -99 | Tilt Sensor | 0 | [8 empty] | Tilt Sensor Present (0=No, 1=Yes)?
BETA | Nortek Generic Data Structures | tilt_sensor_mounting | PD473 | tilt_sensor_mounting_category_int8_str_int8_1 | 0 | category<int8:str> | int8 | {0:'normal',1:'high',-99:'empty'} | 1 | -99 | Tilt Sensor Mounting | 0 | [8 empty] | Tilt Sensor Mounting (0=Up, 1=Down)?
BETA | Nortek Generic Data Structures | head_frequency | PD474 | head_frequency_quantity_int16_kHz | 0 | quantity | int16 |  | kHz | -9999 | Head Frequency, KHz | 0 | [8 empty] | Head Frequency (KHz)
BETA | Nortek Generic Data Structures | head_type | PD475 | head_type_array_quantity_str_1 | 0 | array<quantity> | str |  | 1 | empty | Head Type | 0 | [8 empty] | Head Type
BETA | Nortek Generic Data Structures | head_serial_number | PD476 | head_serial_number_array_quantity_str_1 | 0 | array<quantity> | str |  | 1 | empty | Head Serial Number | 0 | [8 empty] | Head Serial Number
BETA | Nortek Generic Data Structures | system_data | PD477 | system_data_array_quantity_str_1 | 0 | array<quantity> | str |  | 1 | empty | System Data | 0 | [8 empty] | System Data
BETA | Nortek Generic Data Structures | number_beams | PD478 | number_beams_quantity_int16_1 | 0 | quantity | int16 |  | 1 | -9999 | Number Beams | 0 | [8 empty] | Number Of Beams
BETA | Nortek Generic Data Structures | transmit_pulse_length | PD479 | transmit_pulse_length_quantity_int16_counts | 0 | quantity | int16 |  | counts | -9999 | Transmit Pulse Length, counts | 0 | [8 empty] | Transmit Pulse Length (Counts)
BETA | Nortek Generic Data Structures | blanking_distance | PD480 | blanking_distance_quantity_int16_counts | 0 | quantity | int16 |  | counts | -9999 | Blanking Distance, counts | 0 | [8 empty] | Blanking Distance (Counts)
BETA | Nortek Generic Data Structures | receive_length | PD481 | receive_length_quantity_int16_counts | 0 | quantity | int16 |  | counts | -9999 | Receive Length, counts | 0 | [8 empty] | Receive Length (Counts)
BETA | Nortek Generic Data Structures | time_between_pings | PD482 | time_between_pings_quantity_int16_counts | 0 | quantity | int16 |  | counts | -9999 | Time Between Pings, counts | 0 | [8 empty] | Time Between Pings (Counts)
BETA | Nortek Generic Data Structures | time_between_bursts | PD483 | time_between_bursts_quantity_int16_counts | 0 | quantity | int16 |  | counts | -9999 | Time Between Bursts, counts | 0 | [8 empty] | Time Between Burst Sequences (Counts)
BETA | Nortek Generic Data Structures | number_pings | PD484 | number_pings_quantity_int16_1 | 0 | quantity | int16 |  | 1 | -9999 | Number of Pings | 0 | [8 empty] | Number Of Beam Sequences Per Burst
BETA | Nortek Generic Data Structures | average_interval | PD485 | average_interval_quantity_int16_s | 0 | quantity | int16 |  | s | -9999 | Average Interval, sec | 0 | [8 empty] | Average Interval In Seconds For Vector: Average interval = 512/Sampling Rate
BETA | Nortek Generic Data Structures | profile_type | PD487 | profile_type_category_int8_str_int8_1 | 0 | category<int8:str> | int8 | {0:'single',1:'continuous',-99:'empty'} | 1 | -99 | Profile Type | 0 | [8 empty] | Profile (0=Single, 1=Continuous)
BETA | Nortek Generic Data Structures | mode_type | PD488 | mode_type_category_int8_str_int8_1 | 0 | category<int8:str> | int8 | {0:'burst',1:'continuous',-99:'empty'} | 1 | -99 | Mode Type | 0 | [8 empty] | Mode (0=Burst, 1=Continuous)
BETA | Nortek Generic Data Structures | power_level_tcm1 | PD489 | power_level_tcm1_quantity_int8_1 | 0 | quantity | int8 |  | 1 | -99 | Power Level Tcm1 | 0 | [8 empty] | Power Level (0=1, 1=2, 0=3, 1=4)
BETA | Nortek Generic Data Structures | power_level_tcm2 | PD490 | power_level_tcm2_quantity_int8_1 | 0 | quantity | int8 |  | 1 | -99 | Power Level Tcm2 | 0 | [8 empty] | Power Level (0 0 1 1 )
BETA | Nortek Generic Data Structures | sync_out_position | PD491 | sync_out_position_category_int8_str_int8_1 | 0 | category<int8:str> | int8 | {0:'middle of sample',1:'end of sample',-99:'empty'} | 1 | -99 | Sync Out Position | 0 | [8 empty] | Synchout Position (0=Middle Of Sample, 1=End Of Sample (Vector))
BETA | Nortek Generic Data Structures | sample_on_sync | PD492 | sample_on_sync_category_int8_str_int8_1 | 0 | category<int8:str> | int8 | {0:'disabled',1:'enabled, rising edge',-99:'empty'} | 1 | -99 | Sample On Sync | 0 | [8 empty] | Sample On Synch (0=Disabled,1=Enabled, Rising Edge)
BETA | Nortek Generic Data Structures | start_on_sync | PD493 | start_on_sync_category_int8_str_int8_1 | 0 | category<int8:str> | int8 | {0:'disabled',1:'enabled, rising edge',-99:'empty'} | 1 | -99 | Start On Sync | 0 | [8 empty] | Start On Synch (0=Disabled,1=Enabled, Rising Edge)
BETA | Nortek Generic Data Structures | power_level_pcr1 | PD494 | power_level_pcr1_quantity_int8_1 | 0 | quantity | int8 |  | 1 | -99 | Power Level Pcr1 | 0 | [8 empty] | Power Level (0=1, 1=2, 0=3, 1=4)
BETA | Nortek Generic Data Structures | power_level_pcr2 | PD495 | power_level_pcr2_quantity_int8_1 | 0 | quantity | int8 |  | 1 | -99 | Power Level Pcr2 | 0 | [8 empty] | Power Level (0 0 1 1 )
BETA | Nortek Generic Data Structures | compass_update_rate | PD496 | compass_update_rate_quantity_int16_Hz | 0 | quantity | int16 |  | Hz | -9999 | Compass Update Rate, Hz | 0 | [8 empty] | Compass Update Rate
BETA | Nortek Generic Data Structures | coordinate_system | PD497 | coordinate_system_category_int8_str_int8_1 | 0 | category<int8:str> | int8 | {0:'ENU',1:'XYZ',2:'BEAM',-99:'empty'} | 1 | -99 | Coordinate System | 0 | [8 empty] | Coordinate System (0=ENU, 1=XYZ, 2=BEAM)
BETA | Nortek Generic Data Structures | number_cells | PD498 | number_cells_quantity_int16_1 | 0 | quantity | int16 |  | 1 | -9999 | Number Cells | 0 | [8 empty] | Number Of Cells
BETA | Nortek Generic Data Structures | cell_size | PD499 | cell_size_quantity_int16_m | 0 | quantity | int16 |  | m | -9999 | Cell Size, m | 0 | [8 empty] | Cell Size
BETA | Nortek Generic Data Structures | measurement_interval | PD500 | measurement_interval_quantity_int16_s | 0 | quantity | int16 |  | s | -9999 | Measurement Interval, sec | 0 | [8 empty] | Measurement Interval
BETA | Nortek Generic Data Structures | deployment_name | PD501 | deployment_name_array_quantity_str_1 | 0 | array<quantity> | str |  | 1 | empty | Deployment Name | 0 | [8 empty] | Recorder Deployment Name
BETA | Nortek Generic Data Structures | wrap_moder | PD502 | wrap_moder_quantity_int16_1 | 0 | quantity | int16 |  | 1 | -9999 | Wrap Moder | 0 | [8 empty] | Recorder Wrap Mode (0=NO WRAP, 1=WRAP WHEN FULL)
BETA | Nortek Generic Data Structures | deployment_start_time | PD503 | deployment_start_time_quantity_int8_1 | 0 | quantity | int8 |  | 1 | -99 | Deployment Start Time | 0 | [8 empty] | Deployment Start Time
BETA | Nortek Generic Data Structures | diagnostics_interval | PD504 | diagnostics_interval_quantity_int32_s | 0 | quantity | int32 |  | s | -9999 | Diagnostics Interval, s | 0 | [8 empty] | Number Of Seconds Between Diagnostics Measurements
BETA | Nortek Generic Data Structures | use_specified_sound_speed | PD505 | use_specified_sound_speed_boolean_int8_1 | 0 | boolean | int8 |  | 1 | -99 | Use Specified Sound Speed | 0 | [8 empty] | Use User Specified Sound Speed (0=No, 1=Yes)
BETA | Nortek Generic Data Structures | diagnostics_mode_enable | PD506 | diagnostics_mode_enable_boolean_int8_1 | 0 | boolean | int8 |  | 1 | -99 | Diagnostics Mode Enable | 0 | [8 empty] | Diagnostics/Wave Mode 0=Disable, 1=Enable)
BETA | Nortek Generic Data Structures | analog_output_enable | PD507 | analog_output_enable_boolean_int8_1 | 0 | boolean | int8 |  | 1 | -99 | Analog Output Enable | 0 | [8 empty] | Analog Output Mode (0=Disable, 1=Enable)
BETA | Nortek Generic Data Structures | output_format_nortek | PD508 | output_format_nortek_category_int8_str_int8_1 | 0 | category<int8:str> | int8 | {0:'Vector',1:'ADV',-99:'empty'} | 1 | -99 | Output Format Nortek | 0 | [8 empty] | Output Format (0=Vector, 1=ADV)
BETA | Nortek Generic Data Structures | scaling | PD509 | scaling_category_int8_str_int8_1 | 0 | category<int8:str> | int8 | {0:'1 mm',1:'0.1 mm',-99:'empty'} | 1 | -99 | Scaling | 0 | [8 empty] | Scaling (0=1 Mm, 1=0.1 Mm)
BETA | Nortek Generic Data Structures | serial_output_enable | PD510 | serial_output_enable_boolean_int8_1 | 0 | boolean | int8 |  | 1 | -99 | Serial Output Enable | 0 | [8 empty] | Serial Output (0=Disable, 1=Enable)
BETA | Nortek Generic Data Structures | stage_enable | PD511 | stage_enable_boolean_int8_1 | 0 | boolean | int8 |  | 1 | -99 | Stage Enable | 0 | [8 empty] | Stage (0=Disable, 1=Enable)
BETA | Nortek Generic Data Structures | analog_power_output | PD512 | analog_power_output_boolean_int8_1 | 0 | boolean | int8 |  | 1 | -99 | Analog Power Output | 0 | [8 empty] | Output Power For Analog Input (0=Disable, 1=Enable)
BETA | Nortek Generic Data Structures | sound_speed_adjust_factor | PD513 | sound_speed_adjust_factor_quantity_int16_m_s_1 | 0 | quantity | int16 |  | m s-1 | -9999 | Sound Speed Adjust Factor, m/s | 0 | [8 empty] | User Input Sound Speed Adjustment Factor
BETA | Nortek Generic Data Structures | number_diagnostics_samples | PD514 | number_diagnostics_samples_quantity_int16_1 | 0 | quantity | int16 |  | 1 | -9999 | Number Diagnostics Samples | 0 | [8 empty] | Samples (AI If Easyq) In Diagnostics Mode
BETA | Nortek Generic Data Structures | number_beams_per_cell | PD515 | number_beams_per_cell_quantity_int16_1 | 0 | quantity | int16 |  | 1 | -9999 | Number Beams Per Cell | 0 | [8 empty] | Beams / Cell Number To Measure In Diagnostics Mode
BETA | Nortek Generic Data Structures | number_pings_diagnostic | PD516 | number_pings_diagnostic_quantity_int16_1 | 0 | quantity | int16 |  | 1 | -9999 | Number Pings Diagnostic | 0 | [8 empty] | Pings In Diagnostics/Wave Mode
BETA | Nortek Generic Data Structures | use_dsp_filter | PD517 | use_dsp_filter_boolean_int8_1 | 0 | boolean | int8 |  | 1 | -99 | Use Dsp Filter | 0 | [8 empty] | Correct Using DSP Filter (0=No Filter, 1=Filter)
BETA | Nortek Generic Data Structures | filter_data_output | PD518 | filter_data_output_category_int8_str_int8_1 | 0 | category<int8:str> | int8 | {0:'total corrected velocity',1:'only correction part',-99:'empty'} | 1 | -99 | Filter Data Output | 0 | [8 empty] | Filter Data Output (0=Total Corrected Velocity,1=Only Correction Part)
BETA | Nortek Generic Data Structures | analog_input_address | PD519 | analog_input_address_quantity_int16_1 | 0 | quantity | int16 |  | 1 | -9999 | Analog Input Address | 0 | [8 empty] | Analog Input Address
BETA | Nortek Generic Data Structures | software_version | PD520 | software_version_quantity_int16_1 | 0 | quantity | int16 |  | 1 | -9999 | Software Version | 0 | [8 empty] | Software Version
BETA | Nortek Generic Data Structures | velocity_adjustment_factor | PD521 | velocity_adjustment_factor_array_quantity_str_1 | 0 | array<quantity> | str |  | 1 | -9999 | Velocity Adjustment Factor | 0 | [8 empty] | Velocity Adjustment Table
BETA | Nortek Generic Data Structures | file_comments | PD522 | file_comments_array_quantity_str_1 | 0 | array<quantity> | str |  | 1 | empty | File Comments | 0 | [8 empty] | File Comments
BETA | Nortek Generic Data Structures | wave_data_rate | PD523 | wave_data_rate_category_int8_str_int8_Hz | 0 | category<int8:str> | int8 | {0:'1 Hz',1:'2 Hz',-99:'empty'} | Hz | -99 | Wave Data Rate, Hz | 0 | [8 empty] | Data Rate (0=1 Hz, 1=2 Hz)
BETA | Nortek Generic Data Structures | wave_cell_position | PD524 | wave_cell_position_category_int8_str_int8_1 | 0 | category<int8:str> | int8 | {0:'fixed',1:'dynamic',-99:'empty'} | 1 | -99 | Wave Cell Position | 0 | [8 empty] | Wave Cell Position (0=Fixed, 1=Dynamic)
BETA | Nortek Generic Data Structures | dynamic_position_type | PD525 | dynamic_position_type_category_int8_str_int8_1 | 0 | category<int8:str> | int8 | {0:'precent of mean pressure',1:'percent of re',-99:'empty'} | 1 | -99 | Dynamic Position Type | 0 | [8 empty] | Type Of Dynamic Position (0=% Of Mean Pressure, 1=Pct Of Min Re)
BETA | Nortek Generic Data Structures | percent_wave_cell_position | PD526 | percent_wave_cell_position_quantity_int16_1 | 0 | quantity | int16 |  | 1 | -9999 | Percent Wave Cell Position | 0 | [8 empty] | Percentage For Wave Cell Positioning (=32767×#%/100) (# Means Number Of)
BETA | Nortek Generic Data Structures | wave_transmit_pulse | PD527 | wave_transmit_pulse_quantity_int16_1 | 0 | quantity | int16 |  | 1 | -9999 | Wave Transmit Pulse | 0 | [8 empty] | Wave Transmit Pulse
BETA | Nortek Generic Data Structures | fixed_wave_blanking_distance | PD528 | fixed_wave_blanking_distance_quantity_int16_counts | 0 | quantity | int16 |  | counts | -9999 | Fixed Wave Blanking Distance, counts | 0 | [8 empty] | Fixed Wave Blanking Distance (Counts)
BETA | Nortek Generic Data Structures | wave_measurement_cell_size | PD529 | wave_measurement_cell_size_quantity_int16_m | 0 | quantity | int16 |  | m | -9999 | Wave Measurement Cell Size, m | 0 | [8 empty] | Wave Measurement Cell Size
BETA | Nortek Generic Data Structures | number_diagnostics_per_wave | PD530 | number_diagnostics_per_wave_quantity_int16_1 | 0 | quantity | int16 |  | 1 | -9999 | Number Diagnostics Per Wave | 0 | [8 empty] | Number Of Diagnostics/Wave Samples
BETA | Nortek Generic Data Structures | number_samples_per_burst | PD531 | number_samples_per_burst_quantity_int16_1 | 0 | quantity | int16 |  | 1 | -9999 | Number Samples Per Burst | 0 | [8 empty] | For Vector Only. Number Of Samples Per Burst
BETA | Nortek Generic Data Structures | analog_scale_factor | PD532 | analog_scale_factor_quantity_int16_1 | 0 | quantity | int16 |  | 1 | -9999 | Analog Scale Factor | 0 | [8 empty] | Analog Output Scale Factor (16384=1.0, Max=4.0)
BETA | Nortek Generic Data Structures | correlation_threshold | PD533 | correlation_threshold_quantity_int16_1 | 0 | quantity | int16 |  | 1 | -9999 | Correlation Threshold | 0 | [8 empty] | Correlation Threshold For Resolving Ambiguities
BETA | Nortek Generic Data Structures | filter_constants | PD534 | filter_constants_array_quantity_str_1 | 0 | array<quantity> | str |  | 1 | -9999 | Filter Constants | 0 | [8 empty] | Stage Match Filter Constants (EZQ)
BETA | VEL3D-B | velocity_beam_a | PD535 | velocity_beam_a_array_quantity_str_counts | 0 | array<quantity> | str |  | counts | empty | MAVS Velocity Beam A, counts | 0 | [8 empty] | Velocity beam A counts as a 4 digit 2s complement HEX number | Reviewed-KS
BETA | VEL3D-B | velocity_beam_b | PD536 | velocity_beam_b_array_quantity_str_counts | 0 | array<quantity> | str |  | counts | empty | MAVS Velocity Beam B, counts | 0 | [8 empty] | Velocity beam B counts as a 4 digit 2s complement HEX number | Reviewed-KS
BETA | VEL3D-B | velocity_beam_c | PD537 | velocity_beam_c_array_quantity_str_counts | 0 | array<quantity> | str |  | counts | empty | MAVS Velocity Beam C, counts | 0 | [8 empty] | Velocity beam C counts as a 4 digit 2s complement HEX number | Reviewed-KS
BETA | VEL3D-B | velocity_beam_d | PD538 | velocity_beam_d_array_quantity_str_counts | 0 | array<quantity> | str |  | counts | empty | MAVS Velocity Beam D, counts | 0 | [8 empty] | Velocity beam D counts as a 4 digit 2s complement HEX number | Reviewed-KS
BETA | VEL3D-B | turbulent_velocity_east | PD539 | turbulent_velocity_east_quantity_float32_cm_s_1 | 0 | quantity | float32 |  | cm s-1 | -9999999 | Eastward Turbulent Sea Water velocity, cm s-1 | 1 | [6 empty] | VELPTTU-VLE_L0 |  | Eastward component of turbulent seawater velocity in earth coordinates relative to magnetic North, cm s-1 | Reviewed-KS
BETA | VEL3D-B | turbulent_velocity_north | PD540 | turbulent_velocity_north_quantity_float32_cm_s_1 | 0 | quantity | float32 |  | cm s-1 | -9999999 | Northward Turbulent Sea Water Velocity, cm s-1 | 1 | [6 empty] | VELPTTU-VLN_L0 |  | Northward component of turbulent seawater velocity in earth coordinates relative to magnetic North, cm s-1 | Reviewed-KS
BETA | VEL3D-B | turbulent_velocity_up | PD541 | turbulent_velocity_up_quantity_float32_cm_s_1 | 0 | quantity | float32 |  | cm s-1 | -9999999 | Vertical Turbulent Sea Water Velocity, cm s-1 | 1 | [6 empty] | VELPTTU-VLU_L0 |  | Upward component of turbulent seawater velocity in earth coordinates, cm s-1 | Reviewed-KS
BETA | VEL3D-B | mag_comp_x | PD542 | mag_comp_x_quantity_float32_1 | 0 | quantity | float32 |  | 1 | -9999999 | Normalized Magnetic X Component | 2 | [8 empty] | Normalized x component (relative to the instrument) of earth's magnetic field | Reviewed-KS
BETA | VEL3D-B | mag_comp_y | PD543 | mag_comp_y_quantity_float32_1 | 0 | quantity | float32 |  | 1 | -9999999 | Normalized Magnetic Y Component | 2 | [8 empty] | Normalized y component (relative to the instrument) of earth's magnetic field | Reviewed-KS
VOID | VEL3D-B | velocity_offsets | PD733 | velocity_offsets_array_quantity_float32_cm_s_1 | 0 | array<quantity> | float32 |  | cm s-1 | -9999999 | Velocity Conversion Offsets, cm s-1 | 2 | [8 empty] | Calibration offsets for velocity conversion | Reviewed-KS
VOID | VEL3D-B | compass_offsets | PD734 | compass_offsets_array_quantity_int32_1 | 0 | array<quantity> | int32 |  | 1 | -9999999 | Compass Conversion Offsets | 0 | [8 empty] | Calibration offsets for compass conversion | Reviewed-KS
VOID | VEL3D-B | compass_scale_factor | PD735 | compass_scale_factor_array_quantity_float32_1 | 0 | array<quantity> | float32 |  | 1 | -9999999 | Compass Conversion Scale Factor | 3 | [8 empty] | Calibration scale factors for the compass conversion | Reviewed-KS
VOID | VEL3D-B | tilt_offsets | PD736 | tilt_offsets_array_quantity_int16_1 | 0 | array<quantity> | int16 |  | 1 | -9999 | Tilt Conversion Offsets | 0 | [8 empty] | Calibration offsets for the tilt conversion | Reviewed-KS
VOID | VEL3D-B | thermistor_calibration | PD737 | thermistor_calibration_quantity_float32_deg_C | 0 | quantity | float32 |  | deg_C | -9999999 | Themistor Calibration, deg C | 4 | [8 empty] | Calibration Coefficients for the themistor | Reviewed-KS
BETA | VEL3D-B | sample_period | PD738 | sample_period_quantity_float32_s | 0 | quantity | float32 |  | s | -9999999 | Sample Period, s | 3 | [8 empty] | Sample Period | Reviewed-KS
BETA | VEL3D-B | samples_per_burst | PD739 | samples_per_burst_quantity_int32_counts | 0 | quantity | int32 |  | counts | -9999999 | Samples per Burst | 0 | [8 empty] | Samples per Burst | Reviewed-KS
VOID | VEL3D-B | burst_interval | PD740 | burst_interval_array_quantity_str_1 | 0 | array<quantity> | str |  | 1 | empty | Burst Interval | 0 | [8 empty] | Time interval between the initiation of successive bursts of sampling | Reviewed-KS
BETA | VEL3D-B | bin_to_si_conversion | PD741 | bin_to_si_conversion_quantity_float32_1 | 0 | quantity | float32 |  | 1 | -9999999 | Binary to SI Conversion Factor | 7 | [8 empty] | Binary to SI Conversion Factor | Reviewed-KS
BETA | VEL3D-C,D | analog_input_2 | PD547 | analog_input_2_quantity_int16_1 | 0 | quantity | int16 |  | 1 | -9999 | Analog Input 2 | 0 | [8 empty] | analog input 2
BETA | VEL3D-C,D | ensemble_counter | PD548 | ensemble_counter_quantity_int16_1 | 0 | quantity | int16 |  | 1 | -9999 | Ensemble Counter | 0 | [8 empty] | ensemble counter
BETA | VEL3D-C,D | seawater_pressure | PD549 | seawater_pressure_quantity_float32_dbar | 0 | quantity | float32 |  | dbar | -9999999 | Seawater Pressure, dbar | 2 | [8 empty] | pressure (0.001 dbar) = 65536 × PressureMSB + PressureLSW
BETA | VEL3D-C,D | analog_input_1 | PD550 | analog_input_1_quantity_int16_1 | 0 | quantity | int16 |  | 1 | -9999 | Analog Input 1 | 0 | [8 empty] | analog input 1
BETA | VEL3D-C,D | turbulent_velocity_east | PD551 | turbulent_velocity_east_quantity_float32_mm_s_1 | 0 | quantity | float32 |  | mm s-1 | -9999999 | Eastward Turbulent Sea Water velocity, mm s-1 | 3 | [6 empty] | VELPTTU-VLE_L0 |  | velocity beam 1 or X or East (mm/s)
BETA | VEL3D-C,D | turbulent_velocity_north | PD552 | turbulent_velocity_north_quantity_float32_mm_s_1 | 0 | quantity | float32 |  | mm s-1 | -9999999 | Northward Turbulent Sea Water Velocity, mm s-1 | 3 | [6 empty] | VELPTTU-VLN_L0 |  | velocity beam 2 or Y or North (mm/s)
BETA | VEL3D-C,D | turbulent_velocity_vertical | PD553 | turbulent_velocity_vertical_quantity_float32_mm_s_1 | 0 | quantity | float32 |  | mm s-1 | -9999999 | Vertical Turbulent Sea Water Velocity, mm s-1 | 3 | [6 empty] | VELPTTU-VLU_L0 |  | velocity beam 3 or Z or Up (mm/s)
BETA | VEL3D-C,D | amplitude_beam_1 | PD554 | amplitude_beam_1_quantity_int16_counts | 0 | quantity | int16 |  | counts | -9999 | Beam 1 Amplitude, Counts | 0 | [8 empty] | amplitude beam 1 (counts)
BETA | VEL3D-C,D | amplitude_beam_2 | PD555 | amplitude_beam_2_quantity_int16_counts | 0 | quantity | int16 |  | counts | -9999 | Beam 2 Amplitude, Counts | 0 | [8 empty] | amplitude beam 2 (counts)
BETA | VEL3D-C,D | amplitude_beam_3 | PD556 | amplitude_beam_3_quantity_int16_counts | 0 | quantity | int16 |  | counts | -9999 | Beam 3 Amplitude, Counts | 0 | [8 empty] | amplitude beam 3 (counts)
BETA | VEL3D-C,D | correlation_beam_1 | PD557 | correlation_beam_1_quantity_int16_1 | 0 | quantity | int16 |  | 1 | -9999 | Beam 1 Correlation, Percentage | 0 | [8 empty] | correlation beam 1 (%)
BETA | VEL3D-C,D | correlation_beam_2 | PD558 | correlation_beam_2_quantity_int16_1 | 0 | quantity | int16 |  | 1 | -9999 | Beam 2 Correlation, Percentage | 0 | [8 empty] | correlation beam 2 (%)
BETA | VEL3D-C,D | correlation_beam_3 | PD559 | correlation_beam_3_quantity_int16_1 | 0 | quantity | int16 |  | 1 | -9999 | Beam 3 Correlation, Percentage | 0 | [8 empty] | correlation beam 3 (%)
BETA | VEL3D-C,D | speed_of_sound | PD562 | speed_of_sound_quantity_float32_m_s_1 | 0 | quantity | float32 |  | m s-1 | -9999999 | Speed of Sound, m s-1 | 1 | [8 empty] | speed of sound (0.1 m/s)
VOID | VEL3D-C,D | VOID_heading | PD563 | VOID_heading_quantity_float32_degrees | 0 | quantity | float32 |  | degrees | -9999999 | VOID Heading, Degrees | [9 empty] | VOID heading (0.1 deg)
VOID | VEL3D-C,D | VOID_pitch | PD564 | VOID_pitch_quantity_float32_degrees | 0 | quantity | float32 |  | degrees | -9999999 | VOID Pitch, Degrees | [9 empty] | VOID pitch (0.1 deg)
VOID | VEL3D-C,D | VOID_roll | PD565 | VOID_roll_quantity_float32_degrees | 0 | quantity | float32 |  | degrees | -9999999 | VOID Roll, Degrees | [9 empty] | VOID roll (0.1 deg)
BETA | VEL3D-C,D | error_code | PD567 | error_code_quantity_int8_1 | 0 | quantity | int8 |  | 1 | -99 | Error Code | 0 | [8 empty] | error code
BETA | VEL3D-C,D | status_code | PD568 | status_code_quantity_int8_1 | 0 | quantity | int8 |  | 1 | -99 | Status Code | 0 | [8 empty] | status code
BETA | VEL3D-C,D | analog_input | PD569 | analog_input_quantity_int16_1 | 0 | quantity | int16 |  | 1 | -9999 | Analog Input | 0 | [8 empty] | analog input
BETA | VEL3D-C,D | number_velocity_records | PD571 | number_velocity_records_quantity_int16_1 | 0 | quantity | int16 |  | 1 | -9999 | Number of Velocity Records | 0 | [8 empty] | number of velocity samples to follow
BETA | VEL3D-C,D | noise_amp_beam1 | PD572 | noise_amp_beam1_quantity_int16_counts | 0 | quantity | int16 |  | counts | -9999 | Beam 1 Noise Amplitude, Counts | 0 | [8 empty] | noise amplitude beam 1 (counts)
BETA | VEL3D-C,D | noise_amp_beam2 | PD573 | noise_amp_beam2_quantity_int16_counts | 0 | quantity | int16 |  | counts | -9999 | Beam 2 Noise Amplitude, Counts | 0 | [8 empty] | noise amplitude beam 2 (counts)
BETA | VEL3D-C,D | noise_amp_beam3 | PD574 | noise_amp_beam3_quantity_int16_counts | 0 | quantity | int16 |  | counts | -9999 | Beam 3 Noise Amplitude, Counts | 0 | [8 empty] | noise amplitude beam 3 (counts)
BETA | VEL3D-C,D | noise_correlation_beam1 | PD575 | noise_correlation_beam1_quantity_int16_1 | 0 | quantity | int16 |  | 1 | -9999 | Beam 1 Noise Correlation, Percentage | 0 | [8 empty] | noise correlation beam 1
BETA | VEL3D-C,D | noise_correlation_beam2 | PD576 | noise_correlation_beam2_quantity_int16_1 | 0 | quantity | int16 |  | 1 | -9999 | Beam 2 Noise Correlation, Percentage | 0 | [8 empty] | noise correlation beam 2
BETA | VEL3D-C,D | noise_correlation_beam3 | PD577 | noise_correlation_beam3_quantity_int16_1 | 0 | quantity | int16 |  | 1 | -9999 | Beam 3 Noise Correlation, Percentage | 0 | [8 empty] | noise correlation beam 3
OPTAA | OPTAA | record_length | PD583 | record_length_quantity_uint16_1 | 0 | quantity | uint16 |  | 1 | 65535 | Record Length | 0 | [8 empty] | Number of bytes sent in the packet | Reviewed-KS
OPTAA | OPTAA | packet_type | PD584 | packet_type_quantity_uint8_1 | 0 | quantity | uint8 |  | 1 | 255 | Packet Type | 0 | [8 empty] | Distinguishes ac-s versus Histar data packets | Reviewed-KS
OPTAA | OPTAA | meter_type | PD585 | meter_type_quantity_uint8_1 | 0 | quantity | uint8 |  | 1 | 255 | Meter Type | 0 | [8 empty] | Meter type -- 53 indicates an ac-s | Reviewed-KS
OPTAA | OPTAA | a_reference_dark_counts | PD586 | a_reference_dark_counts_quantity_uint16_counts | 0 | quantity | uint16 |  | counts | 65535 | Absorption Dark Reference, counts | 0 | [8 empty] | A-channel reference dark counts, used for diagnostic purposes | Reviewed-KS
OPTAA | OPTAA | pressure_counts | PD587 | pressure_counts_quantity_uint16_counts | 0 | quantity | uint16 |  | counts | 65535 | Pressure, counts | 0 | [8 empty] | Raw A/D counts from the pressure sensor | Reviewed-KS
OPTAA | OPTAA | a_signal_dark_counts | PD588 | a_signal_dark_counts_quantity_uint16_counts | 0 | quantity | uint16 |  | counts | 65535 | Absorption Dark Signal, counts | 0 | [8 empty] | A-signal reference dark counts, used for diagnostic purposes | Reviewed-KS
OPTAA | OPTAA | external_temp_raw | PD589 | external_temp_raw_quantity_uint16_counts | 0 | quantity | uint16 |  | counts | 65535 | Raw External Temperature, counts | 0 | [8 empty] | Temperature external to the instrument measured in counts | Reviewed-KS
OPTAA | OPTAA | internal_temp_raw | PD590 | internal_temp_raw_quantity_uint16_counts | 0 | quantity | uint16 |  | counts | 65535 | Raw Internal Temperature, counts | 0 | [6 empty] | OPTTEMP_L0 |  | Temperature internal to the instrument measured in counts | Reviewed-KS
OPTAA | OPTAA | c_reference_dark_counts | PD591 | c_reference_dark_counts_quantity_uint16_counts | 0 | quantity | uint16 |  | counts | 65535 | Attenuation Dark Reference, counts | 0 | [8 empty] | C-channel reference dark counts, used for diagnostic purposes | Reviewed-KS
OPTAA | OPTAA | c_signal_dark_counts | PD592 | c_signal_dark_counts_quantity_uint16_counts | 0 | quantity | uint16 |  | counts | 65535 | Attenuation Dark Signal, counts | 0 | [8 empty] | C-signal reference dark counts, used for diagnostic purposes | Reviewed-KS
OPTAA | OPTAA | elapsed_run_time | PD593 | elapsed_run_time_quantity_uint32_ms | 0 | quantity | uint32 |  | ms | 0 | Elapsed Run Time, ms | 0 | [8 empty] | Time is milliseconds since instrument was powered up | Reviewed-KS
OPTAA | OPTAA | num_wavelengths | PD594 | num_wavelengths_quantity_uint8_1 | 0 | quantity | uint8 |  | 1 | 0 | Number of Wavelengths | 0 | [8 empty] | Number of output wavelengths | Reviewed-KS
OPTAA | OPTAA | c_reference_counts | PD595 | c_reference_counts_array_quantity_uint16_counts | 0 | array<quantity> | uint16 |  | counts | 65535 | Reference Beam Attenuation, counts | 0 | FALSE | [5 empty] | OPTCREF_L0 |  | Array of raw c-channel reference counts | Reviewed-KS
OPTAA | OPTAA | a_reference_counts | PD596 | a_reference_counts_array_quantity_uint16_counts | 0 | array<quantity> | uint16 |  | counts | 65535 | Reference Absorption, counts | 0 | FALSE | [5 empty] | OPTAREF_L0 |  | Array of raw a-channel reference counts | Reviewed-KS
OPTAA | OPTAA | c_signal_counts | PD597 | c_signal_counts_array_quantity_uint16_counts | 0 | array<quantity> | uint16 |  | counts | 65535 | Signal Beam Attenuation, counts | 0 | FALSE | [5 empty] | OPTCSIG_L0 |  | Array of raw c-channel signal counts | Reviewed-KS
OPTAA | OPTAA | a_signal_counts | PD598 | a_signal_counts_array_quantity_uint16_counts_ | 0 | array<quantity> | uint16 |  | counts | 65535 | Signal Absorption, counts | 0 | FALSE | [5 empty] | OPTASIG_L0 |  | Array of raw a-channel signal counts | Reviewed-KS
OPTAA | OPTAA | firmware_version | PD599 | firmware_version_quantity_float32_1 | 0 | quantity | float32 |  | 1 | -9999999 | Firmware Version | [9 empty] | AC-Spectra Version | Reviewed-KS
OPTAA | OPTAA | persistor_cf_serial_number | PD600 | persistor_cf_serial_number_quantity_uint16_1 | 0 | quantity | uint16 |  | 1 | 0 | Persistor, CF Card Serial Number | 0 | [8 empty] | Persistor Compact Flash card serial number | Reviewed-KS
OPTAA | OPTAA | persistor_bios_version | PD601 | persistor_bios_version_quantity_float32_1 | 0 | quantity | float32 |  | 1 | -9999999 | Persistor, Bios Version | [9 empty] | Persistor CF card installed BIOS version | Reviewed-KS
OPTAA | OPTAA | persistor_picodos_version | PD602 | persistor_picodos_version_quantity_float32_1 | 0 | quantity | float32 |  | 1 | -9999999 | Persistor, Picodos Version | [9 empty] | Persistor CF card installed PicoDOS version | Reviewed-KS
BETA | TMPSF | temperature | PD603 | temperature_array_quantity_float32_deg_C | 0 | array<quantity> | float32 |  | deg_C | -9999999 | Temperature Array in Spatial Grid, deg C | 4 |  |  |  |  | TEMPSFL |  | TEMPSFL_L1 |  | The OOI Level 1 Seafloor Temperature core data product is the measured temperature at each of 24 thermistors arranged in a spatial array. | Reviewed-KS
BETA | TMPSF | tmpsf_cal_coeffs | PD604 | tmpsf_cal_coeffs_array_quantity_float32_1 | 0 | array<quantity> | float32 |  | 1 | -9999999 | TMPSF Calibration Coefficient Array | default | [8 empty] | Calibration coefficients for TMPSF instrument | Reviewed-KS
CW_TEST | ADCP-PD0 | header_id | PD605 | header_id_quantity_uint8_1 | 0 | quantity | uint8 |  | 1 | 255 | Header ID | 0 | [8 empty] | Stores the header identification byte ("7F") | Reviewed-KS
CW_TEST | ADCP-PD0 | data_source_id | PD606 | data_source_id_quantity_uint8_1 | 0 | quantity | uint8 |  | 1 | 255 | Data Source ID | 0 | [8 empty] | Stores the data source ID. Always "7F" for the Workhorse ADCP | Reviewed-KS
CW_TEST,SP_MFLM | ADCP-PD0 | num_bytes | PD607 | num_bytes_quantity_uint16_1 | 0 | quantity | uint16 |  | 1 | 65535 | Number of Bytes | 0 | [8 empty] | Number of bytes in current ensemble up to, but not including, the 2 byte checksum. | Reviewed-KS
CW_TEST | ADCP-PD0 | num_data_types | PD608 | num_data_types_quantity_uint16_1 | 0 | quantity | uint16 |  | 1 | 65535 | Number of Data Types | 0 | [8 empty] | Number of data types selected for collection. | Reviewed-KS
CW_TEST | ADCP-PD0 | offset_data_types | PD609 | offset_data_types_array_quantity_uint16_1 | 0 | array<quantity> | uint16 |  | 1 | 65535 | Offset Data Types | 0 | [8 empty] | Internal memory address where the Workhorse ADCP stores the information for a data type. Adding 1 to this number gives the absolute binary byte number in the ensemble where the data type begins. | Reviewed-KS
CW_TEST | ADCP-PD0 | fixed_leader_id | PD610 | fixed_leader_id_quantity_uint16_1 | 0 | quantity | uint16 |  | 1 | 65535 | Fixed Leader ID | 0 | [8 empty] | Fixed leader ID ("00 00") | Reviewed-KS
CW_TEST,SP_MFLM | ADCP-PD0 | firmware_version | PD611 | firmware_version_quantity_uint8_1 | 0 | quantity | uint8 |  | 1 | 255 | Firmware Version | 0 | [8 empty] | Version number of current CPU firmware | Reviewed-KS
CW_TEST,SP_MFLM | ADCP-PD0 | firmware_revision | PD612 | firmware_revision_quantity_uint8_1 | 0 | quantity | uint8 |  | 1 | 255 | Firmware Revision | 0 | [8 empty] | Revision number of current CPU firmware | Reviewed-KS
CW_TEST | ADCP-PD0 | sysconfig_frequency | PD613 | sysconfig_frequency_quantity_uint16_kHz | 0 | quantity | uint16 |  | kHz | 65535 | Sysconfig Frequency, kHz | 0 | [8 empty] | Workhorse transducer frequency | Reviewed-KS
CW_TEST | ADCP-PD0 | sysconfig_beam_pattern | PD614 | sysconfig_beam_pattern_category_int8_str_int8_1 | 0 | category<int8:str> | int8 | {0:'Concave',1:'Convex',-99:'empty'} | 1 | -99 | Sysconfig Beam Pattern | 0 | [8 empty] | Transducer head beam pattern | Reviewed-KS
CW_TEST | ADCP-PD0 | sysconfig_sensor_config | PD615 | sysconfig_sensor_config_quantity_uint8_1 | 0 | quantity | uint8 |  | 1 | 255 | Sysconfig Sensor Config | 0 | [8 empty] | Sensor configuration number (1, 2 or 3) | Reviewed-KS
CW_TEST | ADCP-PD0 | sysconfig_head_attached | PD616 | sysconfig_head_attached_boolean_int8_1 | 0 | boolean | int8 |  | 1 | -99 | Sysconfig Head Attached | 0 | [8 empty] | Whether transducer head is attached | Reviewed-KS
CW_TEST | ADCP-PD0 | sysconfig_vertical_orientation | PD617 | sysconfig_vertical_orientation_category_int8_str_int8_1 | 0 | category<int8:str> | int8 | {0:'Downward',1:'Upward',-99:'empty'} | 1 | -99 | Sysconfig Vertical Orientation | 0 | [8 empty] | Whether vertical orientation is upward or downward | Reviewed-KS
CW_TEST | ADCP-PD0 | data_flag | PD618 | data_flag_quantity_uint8_1 | 0 | quantity | uint8 |  | 1 | 255 | Real/Simulated Data Flag | 0 | [8 empty] | PD (Data Stream Select) Real or Simulated data flag. Always set to real data (0) by default | Reviewed-KS
CW_TEST | ADCP-PD0 | lag_length | PD619 | lag_length_quantity_uint8_s | 0 | quantity | uint8 |  | s | 255 | Lag Length, seconds | 0 | [8 empty] | Time between sound pulses. | Reviewed-KS
CW_TEST | ADCP-PD0 | num_beams | PD620 | num_beams_quantity_uint8_1 | 0 | quantity | uint8 |  | 1 | 0 | Number Beams | 0 | [8 empty] | Number of beams used to calculate velocity data | Reviewed-KS
CW_TEST | ADCP-PD0 | num_cells | PD621 | num_cells_quantity_uint8_1 | 0 | quantity | uint8 |  | 1 | 0 | Number Cells | 0 | [8 empty] | Contains the number of cells over which the ADCP collects data | Reviewed-KS
CW_TEST | ADCP-PD0 | pings_per_ensemble | PD622 | pings_per_ensemble_quantity_uint16_1 | 0 | quantity | uint16 |  | 1 | 0 | Pings Per Ensemble | 0 | [8 empty] | Contains the number of pings averaged together during a data ensemble | Reviewed-KS
CW_TEST | ADCP-PD0 | cell_length | PD623 | cell_length_quantity_uint16_cm | 0 | quantity | uint16 |  | cm | 0 | Cell Length, cm | 0 | [8 empty] | Contains the depth of one cell length | Reviewed-KS
CW_TEST | ADCP-PD0 | blank_after_transmit | PD624 | blank_after_transmit_quantity_uint16_cm | 0 | quantity | uint16 |  | cm | 0 | Blank After Transmit Distance, cm | 0 | [8 empty] | Contains the blanking distance used by the Workhorse ADCP to allow the transmit circuits time to recover before receive cycle begins | Reviewed-KS
CW_TEST | ADCP-PD0 | signal_processing_mode | PD625 | signal_processing_mode_quantity_uint8_1 | 0 | quantity | uint8 |  | 1 | 255 | Signal Processing Mode | 0 | [8 empty] | Signal Processing Mode. Always set to 1 | Reviewed-KS
CW_TEST | ADCP-PD0 | low_corr_threshold | PD626 | low_corr_threshold_quantity_uint8_counts | 0 | quantity | uint8 |  | counts | 0 | Low Correlation Threshold | 0 | [8 empty] | Contains minimum threshold of correlation that water-profile data can have to be considered good. | Reviewed-KS
CW_TEST | ADCP-PD0 | num_code_repetitions | PD627 | num_code_repetitions_quantity_uint8_counts | 0 | quantity | uint8 |  | counts | 0 | Number of Code Repetitions | 0 | [8 empty] | Number of code repetitions in the transmit pulse | Reviewed-KS
CW_TEST | ADCP-PD0 | percent_good_min | PD628 | percent_good_min_quantity_uint8_percent | 0 | quantity | uint8 |  | percent | 255 | Percent Good Minimum | 0 | [8 empty] | Minimum percentage of water profiling pings in an ensemble that must be good to output velocity data. | Reviewed-KS
CW_TEST | ADCP-PD0 | error_vel_threshold | PD629 | error_vel_threshold_quantity_uint16_mm_s_1 | 0 | quantity | uint16 |  | mm s-1 | 65535 | Error Velocity Threshold, mm s-1 | 0 | [8 empty] | Threshold value used to flag water-current data as good or bad. | Reviewed-KS
CW_TEST | ADCP-PD0 | time_per_ping_minutes | PD630 | time_per_ping_minutes_quantity_uint8_min | 0 | quantity | uint8 |  | min | 255 | Time Per Ping, minutes | 0 | [8 empty] | Contains the amount of time, in minutes, between pings in an ensemble. | Reviewed-KS
CW_TEST | ADCP-PD0 | time_per_ping_seconds | PD631 | time_per_ping_seconds_quantity_float32_s | 0 | quantity | float32 |  | s | -9999999 | Time Per Ping, seconds | [9 empty] | Contains the amount of time, in seconds, between pings in an ensemble. | Reviewed-KS
CW_TEST | ADCP-PD0 | coord_transform_type | PD632 | coord_transform_type_quantity_uint8_1 | 0 | quantity | uint8 |  | 1 | 255 | Coordinate Transform Type | 0 | [8 empty] | Coordinate Transformation type: 0 = None (Beam), 1 = Instrument, 2 = Ship, 3 = Earth. | Reviewed-KS
CW_TEST | ADCP-PD0 | coord_transform_tilts | PD633 | coord_transform_tilts_boolean_boolean_1 | 0 | boolean | int8 |  | 1 | -99 | Coordinate Transform Tilts Boolean | 0 | [8 empty] | Whether tilts used in Earth or Ship coordinated transformations | Reviewed-KS
CW_TEST | ADCP-PD0 | coord_transform_beams | PD634 | coord_transform_beams_boolean_boolean_1 | 0 | boolean | int8 |  | 1 | -99 | Coord Transform Beams Boolean | 0 | [8 empty] | Was 3-beam solution used if 1 beam is below correlation threshold | Reviewed-KS
CW_TEST | ADCP-PD0 | coord_transform_mapping | PD635 | coord_transform_mapping_boolean_boolean_1 | 0 | boolean | int8 |  | 1 | -99 | Coord Transform Mapping | 0 | [8 empty] | Bin mapping used with tilts and coordinate transformations | Reviewed-KS
CW_TEST | ADCP-PD0 | heading_alignment | PD636 | heading_alignment_quantity_int16_cdegrees | 0 | quantity | int16 |  | cdegrees | -9999 | Heading Alignment, cdegrees | 0 | [8 empty] | Correction factor for physical heading misalignment | Reviewed-KS
CW_TEST | ADCP-PD0 | heading_bias | PD637 | heading_bias_quantity_int16_cdegrees | 0 | quantity | int16 |  | cdegrees | -9999 | Heading Bias, cdegrees | 0 | [8 empty] | Correction factor for electrical/magnetic heading bias (e.g. Magnetic declination). | Reviewed-KS
CW_TEST | ADCP-PD0 | sensor_source_speed | PD638 | sensor_source_speed_boolean_boolean_1 | 0 | boolean | int8 |  | 1 | -99 | Sensor Source Speed | 0 | [8 empty] | Whether speed of sound was calculated from depth, salinity and temperature? | Reviewed-KS
CW_TEST | ADCP-PD0 | sensor_source_depth | PD639 | sensor_source_depth_boolean_boolean_1 | 0 | boolean | int8 |  | 1 | -99 | Sensor Source Depth | 0 | [8 empty] | Uses ED from depth sensor? | Reviewed-KS
CW_TEST | ADCP-PD0 | sensor_source_heading | PD640 | sensor_source_heading_boolean_boolean_1 | 0 | boolean | int8 |  | 1 | -99 | Sensor Source Heading | 0 | [8 empty] | Uses EH from transducer heading? | Reviewed-KS
CW_TEST | ADCP-PD0 | sensor_source_pitch | PD641 | sensor_source_pitch_boolean_boolean_1 | 0 | boolean | int8 |  | 1 | -99 | Sensor Source Pitch | 0 | [8 empty] | Uses EP from transducer pitch sensor | Reviewed-KS
CW_TEST | ADCP-PD0 | sensor_source_roll | PD642 | sensor_source_roll_boolean_boolean_1 | 0 | boolean | int8 |  | 1 | -99 | Sensor Source Roll | 0 | [8 empty] | Uses ER from transducer roll sensor | Reviewed-KS
CW_TEST | ADCP-PD0 | sensor_source_conductivity | PD643 | sensor_source_conductivity_boolean_boolean_1 | 0 | boolean | int8 |  | 1 | -99 | Sensor Source Conductivity | 0 | [8 empty] | Uses ES (salinity) calculated from external conductivity sensor? | Reviewed-KS
CW_TEST | ADCP-PD0 | sensor_source_temperature | PD644 | sensor_source_temperature_boolean_boolean_1 | 0 | boolean | int8 |  | 1 | -99 | Sensor Source Temperature | 0 | [8 empty] | Uses ET from transducer temperature sensor? | Reviewed-KS
CW_TEST | ADCP-PD0 | sensor_available_depth | PD645 | sensor_available_depth_boolean_boolean_1 | 0 | boolean | int8 |  | 1 | -99 | Sensor Available Depth | 0 | [8 empty] | Is depth sensor installed | Reviewed-KS
CW_TEST | ADCP-PD0 | sensor_available_heading | PD646 | sensor_available_heading_boolean_boolean_1 | 0 | boolean | int8 |  | 1 | -99 | Sensor Available Heading | 0 | [8 empty] | Is heading sensor installed | Reviewed-KS
CW_TEST | ADCP-PD0 | sensor_available_pitch | PD647 | sensor_available_pitch_boolean_boolean_1 | 0 | boolean | int8 |  | 1 | -99 | Sensor Available Pitch | 0 | [8 empty] | Is pitch sensor installed | Reviewed-KS
CW_TEST | ADCP-PD0 | sensor_available_roll | PD648 | sensor_available_roll_boolean_boolean_1 | 0 | boolean | int8 |  | 1 | -99 | Sensor Available Roll | 0 | [8 empty] | Is roll sensor installed | Reviewed-KS
CW_TEST | ADCP-PD0 | sensor_available_conductivity | PD649 | sensor_available_conductivity_boolean_boolean_1 | 0 | boolean | int8 |  | 1 | -99 | Sensor Available Conductivity | 0 | [8 empty] | Is conductivity sensor installed | Reviewed-KS
CW_TEST | ADCP-PD0 | sensor_available_temperature | PD650 | sensor_available_temperature_boolean_boolean_1 | 0 | boolean | int8 |  | 1 | -99 | Sensor Available Temperature | 0 | [8 empty] | Is temperature sensor installed | Reviewed-KS
CW_TEST | ADCP-PD0 | bin_1_distance | PD651 | bin_1_distance_quantity_uint16_cm | 0 | quantity | uint16 |  | cm | 65535 | Bin 1 Distance, cm | 0 | [8 empty] | Distance to middle of first depth cell (bin 1). | Reviewed-KS
CW_TEST | ADCP-PD0 | transmit_pulse_length | PD652 | transmit_pulse_length_quantity_uint16_cm | 0 | quantity | uint16 |  | cm | 65535 | Transmit Pulse Length, cm | 0 | [8 empty] | Length of transmit pulse | Reviewed-KS
CW_TEST | ADCP-PD0 | reference_layer_start | PD653 | reference_layer_start_quantity_uint8_1 | 0 | quantity | uint8 |  | 1 | 255 | Reference Layer Start | 0 | [8 empty] | Starting depth cell used for water reference layer | Reviewed-KS
CW_TEST | ADCP-PD0 | reference_layer_stop | PD654 | reference_layer_stop_quantity_uint8_1 | 0 | quantity | uint8 |  | 1 | 255 | Reference Layer Stop | 0 | [8 empty] | Ending depth cell used for water reference layer | Reviewed-KS
CW_TEST | ADCP-PD0 | false_target_threshold | PD655 | false_target_threshold_quantity_uint8_counts | 0 | quantity | uint8 |  | counts | 255 | False Target Threshold | 0 | [8 empty] | Threshold value used to reject data received from false targets, usually fish. 255 disables. | Reviewed-KS
CW_TEST | ADCP-PD0 | low_latency_trigger | PD656 | low_latency_trigger_boolean_int8_1 | 0 | boolean | int8 |  | 1 | -99 | Low Latency Trigger | 0 | [8 empty] | Whether to enable low latency trigger. Default is 0 (not enabled) | Reviewed-KS
CW_TEST | ADCP-PD0 | transmit_lag_distance | PD657 | transmit_lag_distance_quantity_uint16_cm | 0 | quantity | uint16 |  | cm | 65535 | Transmit Lag Distance, cm | 0 | [8 empty] | Distance between pulse repetitions | Reviewed-KS
CW_TEST | ADCP-PD0 | cpu_board_serial_number | PD658 | cpu_board_serial_number_quantity_uint64_1 | 0 | quantity | uint64 |  | 1 | 0 | CPU Board Serial Number | 0 | [8 empty] | Serial number of the CPU board | Reviewed-KS
CW_TEST | ADCP-PD0 | system_bandwidth | PD659 | system_bandwidth_quantity_uint8_1 | 0 | quantity | uint8 |  | 1 | 0 | System Bandwidth | 0 | [8 empty] | Sets profiling mode bandwidth (sampling) rate from wide (0) to narrow (1). Default is 0 | Reviewed-KS
CW_TEST | ADCP-PD0 | system_power | PD660 | system_power_quantity_uint8_1 | 0 | quantity | uint8 |  | 1 | 0 | System Power | 0 | [8 empty] | Allows transmit power to be set low (1) to high (255) | Reviewed-KS
CW_TEST | ADCP-PD0 | serial_number | PD661 | serial_number_quantity_uint32_1 | 0 | quantity | uint32 |  | 1 | 0 | Serial Number | 0 | FALSE | [7 empty] | Instrument serial number | Reviewed-KS
CW_TEST | ADCP-PD0 | beam_angle | PD662 | beam_angle_quantity_uint8_degrees | 1 | quantity | uint8 |  | degrees | 255 | Beam Angle, degrees | 0 | [8 empty] | Transducer head beam angle | Reviewed-KS
CW_TEST | ADCP-PD0 | variable_leader_id | PD663 | variable_leader_id_quantity_uint16_1 | 0 | quantity | uint16 |  | 1 | 65535 | Variable Leader ID | 0 | [8 empty] | Variable leader packet id | Reviewed-KS
CW_TEST | ADCP-PD0 | ensemble_number | PD664 | ensemble_number_quantity_uint16_1 | 0 | quantity | uint16 |  | 1 | 65535 | Ensemble Number | 0 | [8 empty] | Sequential number of the ensemble to which the data applies | Reviewed-KS
CW_TEST | ADCP-PD0 | ensemble_number_increment | PD666 | ensemble_number_increment_quantity_uint8_1 | 0 | quantity | uint8 |  | 1 | 255 | Ensemble Number Increment | 0 | [8 empty] | Field increments each time the ensemble number rolls over at 65535. | Reviewed-KS
CW_TEST | ADCP-PD0 | bit_result_demod_1 | PD667 | bit_result_demod_1_boolean_boolean_1 | 0 | boolean | int8 |  | 1 | -99 | BIT Result, Demod 1 | 0 | [8 empty] | Built-in Test (BIT) functions, DEMOD 1 error | Reviewed-KS
CW_TEST | ADCP-PD0 | bit_result_demod_2 | PD668 | bit_result_demod_2_boolean_boolean_1 | 0 | boolean | int8 |  | 1 | -99 | BIT Result, Demod 2 | 0 | [8 empty] | Built-in Test (BIT) functions, DEMOD 2 error | Reviewed-KS
CW_TEST | ADCP-PD0 | bit_result_timing | PD669 | bit_result_timing_boolean_boolean_1 | 0 | boolean | int8 |  | 1 | -99 | BIT Result, Timing | 0 | [8 empty] | Built-in Test (BIT) functions, timing card error | Reviewed-KS
CW_TEST | ADCP-PD0 | speed_of_sound | PD670 | speed_of_sound_quantity_uint16_m_s_1 | 0 | quantity | uint16 |  | m s-1 | 65535 | Speed Of Sound, m s-1 | 0 | [8 empty] | Contains either manual or calculated speed of sound | Reviewed-KS
CW_TEST | ADCP-PD0 | transducer_depth | PD671 | transducer_depth_quantity_uint16_dm | 0 | quantity | uint16 |  | dm | 65535 | Transducer Depth, dm | 0 | [8 empty] | Contains either the manual or measured depth of transducer below the water surface. | Reviewed-KS
CW_TEST,SP_MFLM | ADCP-PD0 | heading | PD672 | heading_quantity_uint16_cdegrees | 0 | quantity | uint16 |  | cdegrees | 65535 | Heading, cdegrees | 0 | [8 empty] | Contains either the manual or measured heading of the ADCP. | Reviewed-KS
CW_TEST,SP_MFLM | ADCP-PD0 | pitch | PD673 | pitch_quantity_int16_cdegrees | 0 | quantity | int16 |  | cdegrees | -9999 | Pitch, cdegrees | 0 | [8 empty] | Contains either the manual or measured pitch of the ADCP. | Reviewed-KS
CW_TEST,SP_MFLM | ADCP-PD0 | roll | PD674 | roll_quantity_int16_cdegrees | 0 | quantity | int16 |  | cdegrees | -9999 | Roll, cdegrees | 0 | [8 empty] | Contains either the manual or measured roll of the ADCP. | Reviewed-KS
CW_TEST | ADCP-PD0 | salinity | PD675 | salinity_quantity_uint16_1 | 0 | quantity | uint16 |  | 1 | 65535 | Salinity | 0 | [8 empty] | Contains either the manual or measured (calculated from external conductivity sensor) salinity at the transducer face. | Reviewed-KS
CW_TEST,SP_MFLM | ADCP-PD0 | temperature | PD676 | temperature_quantity_int16_cdeg_C | 0 | quantity | int16 |  | cdeg_C | -9999 | Temperature, cdeg C | 0 | [8 empty] | Contains either the manual or measured temperature at the transducer face. | Reviewed-KS
CW_TEST | ADCP-PD0 | mpt_minutes | PD677 | mpt_minutes_quantity_uint8_min | 0 | quantity | uint8 |  | min | 255 | MPT, min | 0 | [8 empty] | Minimum pre-ping wait time (MPT) between ping groups in the ensemble in minutes | Reviewed-KS
CW_TEST | ADCP-PD0 | mpt_seconds | PD678 | mpt_seconds_quantity_float32_s | 0 | quantity | float32 |  | s | -9999999 | MPT, sec | 6 | [8 empty] | Minimum pre-ping wait time (MPT) between ping groups in the ensemble in seconds | Reviewed-KS
CW_TEST | ADCP-PD0 | heading_stdev | PD679 | heading_stdev_quantity_uint8_degrees | 0 | quantity | uint8 |  | degrees | 255 | Heading Standard Deviation, degrees | 0 | [8 empty] | Standard deviation of the heading | Reviewed-KS
CW_TEST | ADCP-PD0 | pitch_stdev | PD680 | pitch_stdev_quantity_uint8_ddegrees | 0 | quantity | uint8 |  | ddegrees | 255 | Pitch Standard Deviation, ddegrees | 0 | [8 empty] | Standard deviation of the pitch | Reviewed-KS
CW_TEST | ADCP-PD0 | roll_stdev | PD681 | roll_stdev_quantity_uint8_ddegrees | 0 | quantity | uint8 |  | ddegrees | 255 | Roll Standard Deviation, ddegrees | 0 | [8 empty] | Standard deviation of the roll | Reviewed-KS
CW_TEST | ADCP-PD0 | adc_transmit_current | PD682 | adc_transmit_current_quantity_uint8_counts | 0 | quantity | uint8 |  | counts | 255 | ADC Transmit Current | 0 | [8 empty] | Contains outputs of the A/D converter located on DSP board. Measures the transmit current. | Reviewed-KS
CW_TEST | ADCP-PD0 | adc_transmit_voltage | PD683 | adc_transmit_voltage_quantity_uint8_counts | 0 | quantity | uint8 |  | counts | 255 | ADC Transmit Voltage | 0 | [8 empty] | Contains outputs of the A/D converter located on DSP board. Measures the transmit voltage. | Reviewed-KS
CW_TEST | ADCP-PD0 | adc_ambient_temp | PD684 | adc_ambient_temp_quantity_uint8_counts | 0 | quantity | uint8 |  | counts | 255 | ADC Ambient Temperature | 0 | [8 empty] | Contains outputs of the A/D converter located on DSP board. Measures the ambient temperature. | Reviewed-KS
CW_TEST | ADCP-PD0 | adc_pressure_plus | PD685 | adc_pressure_plus_quantity_uint8_counts | 0 | quantity | uint8 |  | counts | 255 | ADC Pressure Plus | 0 | [8 empty] | Contains outputs of the A/D converter located on DSP board. Measures the pressure+. | Reviewed-KS
CW_TEST | ADCP-PD0 | adc_pressure_minus | PD686 | adc_pressure_minus_quantity_uint8_counts | 0 | quantity | uint8 |  | counts | 255 | ADC Pressure Minus | 0 | [8 empty] | Contains outputs of the A/D converter located on DSP board. Measures the pressure-. | Reviewed-KS
CW_TEST | ADCP-PD0 | adc_attitude_temp | PD687 | adc_attitude_temp_quantity_uint8_counts | 0 | quantity | uint8 |  | counts | 255 | ADC Attitude Temperature | 0 | [8 empty] | Contains outputs of the A/D converter located on DSP board. Measures the attitude temperature. | Reviewed-KS
CW_TEST | ADCP-PD0 | adc_attitude | PD688 | adc_attitude_quantity_uint8_counts | 0 | quantity | uint8 |  | counts | 255 | ADC Attitiude | 0 | [8 empty] | Contains outputs of the A/D converter located on DSP board. Measures the attitude. | Reviewed-KS
CW_TEST | ADCP-PD0 | adc_contamination_sensor | PD689 | adc_contamination_sensor_quantity_uint8_counts | 0 | quantity | uint8 |  | counts | 255 | ADC Contamination Sensor | 0 | [8 empty] | Contains outputs of the A/D converter located on DSP board. Measures the contamination sensor. | Reviewed-KS
CW_TEST | ADCP-PD0 | bus_error_exception | PD690 | bus_error_exception_boolean_int8_1 | 0 | boolean | int8 |  | 1 | -99 | Bus Error Exception | 0 | [8 empty] | number error status words of this type, reset to 0 between each ensemble. | Reviewed-KS
CW_TEST | ADCP-PD0 | address_error_exception | PD691 | address_error_exception_boolean_int8_1 | 0 | boolean | int8 |  | 1 | -99 | Address Error Exception | 0 | [8 empty] | number error status words of this type, reset to 0 between each ensemble. | Reviewed-KS
CW_TEST | ADCP-PD0 | illegal_instruction_exception | PD692 | illegal_instruction_exception_boolean_int8_1 | 0 | boolean | int8 |  | 1 | -99 | Illegal Instruction Exception | 0 | [8 empty] | number error status words of this type, reset to 0 between each ensemble. | Reviewed-KS
CW_TEST | ADCP-PD0 | zero_divide_instruction | PD693 | zero_divide_instruction_boolean_int8_1 | 0 | boolean | int8 |  | 1 | -99 | Zero Divide Instruction | 0 | [8 empty] | number error status words of this type, reset to 0 between each ensemble. | Reviewed-KS
CW_TEST | ADCP-PD0 | emulator_exception | PD694 | emulator_exception_boolean_int8_1 | 0 | boolean | int8 |  | 1 | -99 | Emulator Exception | 0 | [8 empty] | number error status words of this type, reset to 0 between each ensemble. | Reviewed-KS
CW_TEST | ADCP-PD0 | unassigned_exception | PD695 | unassigned_exception_boolean_int8_1 | 0 | boolean | int8 |  | 1 | -99 | Unassigned Exception | 0 | [8 empty] | number error status words of this type, reset to 0 between each ensemble. | Reviewed-KS
CW_TEST | ADCP-PD0 | watchdog_restart_occurred | PD696 | watchdog_restart_occurred_boolean_int8_1 | 0 | boolean | int8 |  | 1 | -99 | Watchdog Restart Occurred | 0 | [8 empty] | number error status words of this type, reset to 0 between each ensemble. | Reviewed-KS
CW_TEST | ADCP-PD0 | battery_saver_power | PD697 | battery_saver_power_boolean_int8_1 | 0 | boolean | int8 |  | 1 | -99 | Battery Saver Power | 0 | [8 empty] | number error status words of this type, reset to 0 between each ensemble. | Reviewed-KS
CW_TEST | ADCP-PD0 | pinging | PD698 | pinging_boolean_int8_1 | 0 | boolean | int8 |  | 1 | -99 | Pinging | 0 | [8 empty] | number error status words of this type, reset to 0 between each ensemble. | Reviewed-KS
CW_TEST | ADCP-PD0 | cold_wakeup_occurred | PD699 | cold_wakeup_occurred_boolean_int8_1 | 0 | boolean | int8 |  | 1 | -99 | Cold Wakeup Occurred | 0 | [8 empty] | number error status words of this type, reset to 0 between each ensemble. | Reviewed-KS
CW_TEST | ADCP-PD0 | unknown_wakeup_occurred | PD700 | unknown_wakeup_occurred_boolean_int8_1 | 0 | boolean | int8 |  | 1 | -99 | Unknown Wakeup Occurred | 0 | [8 empty] | number error status words of this type, reset to 0 between each ensemble. | Reviewed-KS
CW_TEST | ADCP-PD0 | clock_read_error | PD701 | clock_read_error_boolean_int8_1 | 0 | boolean | int8 |  | 1 | -99 | Clock Read Error | 0 | [8 empty] | number error status words of this type, reset to 0 between each ensemble. | Reviewed-KS
CW_TEST | ADCP-PD0 | unexpected_alarm | PD702 | unexpected_alarm_boolean_int8_1 | 0 | boolean | int8 |  | 1 | -99 | Unexpected Alarm | 0 | [8 empty] | number error status words of this type, reset to 0 between each ensemble. | Reviewed-KS
CW_TEST | ADCP-PD0 | clock_jump_forward | PD703 | clock_jump_forward_boolean_int8_1 | 0 | boolean | int8 |  | 1 | -99 | Clock Jump Forward | 0 | [8 empty] | number error status words of this type, reset to 0 between each ensemble. | Reviewed-KS
CW_TEST | ADCP-PD0 | clock_jump_backward | PD704 | clock_jump_backward_boolean_int8_1 | 0 | boolean | int8 |  | 1 | -99 | Clock Jump Backward | 0 | [8 empty] | number error status words of this type, reset to 0 between each ensemble. | Reviewed-KS
CW_TEST | ADCP-PD0 | power_fail | PD705 | power_fail_boolean_int8_1 | 0 | boolean | int8 |  | 1 | -99 | Power Fail | 0 | [8 empty] | number error status words of this type, reset to 0 between each ensemble. | Reviewed-KS
CW_TEST | ADCP-PD0 | spurious_dsp_interrupt | PD706 | spurious_dsp_interrupt_boolean_int8_1 | 0 | boolean | int8 |  | 1 | -99 | Spurious DSP Interrupt | 0 | [8 empty] | number error status words of this type, reset to 0 between each ensemble. | Reviewed-KS
CW_TEST | ADCP-PD0 | spurious_uart_interrupt | PD707 | spurious_uart_interrupt_boolean_int8_1 | 0 | boolean | int8 |  | 1 | -99 | Spurious UART Interrupt | 0 | [8 empty] | number error status words of this type, reset to 0 between each ensemble. | Reviewed-KS
CW_TEST | ADCP-PD0 | spurious_clock_interrupt | PD708 | spurious_clock_interrupt_boolean_int8_1 | 0 | boolean | int8 |  | 1 | -99 | Spurious Clock Interrupt | 0 | [8 empty] | number error status words of this type, reset to 0 between each ensemble. | Reviewed-KS
CW_TEST | ADCP-PD0 | level_7_interrupt | PD709 | level_7_interrupt_boolean_int8_1 | 0 | boolean | int8 |  | 1 | -99 | Level 7 Interrupt | 0 | [8 empty] | number error status words of this type, reset to 0 between each ensemble. | Reviewed-KS
CW_TEST,SP_MFLM | ADCP-PD0 | pressure | PD710 | pressure_quantity_uint32_daPa | 0 | quantity | uint32 |  | daPa | 0 | Pressure, daPa | 0 | [8 empty] | ADCP pressure sensor value measured in decaPascals | Reviewed-KS
CW_TEST | ADCP-PD0 | pressure_variance | PD711 | pressure_variance_quantity_uint32_daPa | 0 | quantity | uint32 |  | daPa | 0 | Pressure Variance, daPa | 0 | [8 empty] | ADCP pressure sensor variance | Reviewed-KS
CW_TEST | ADCP-PD0 | velocity_data_id | PD713 | velocity_data_id_quantity_uint16_1 | 0 | quantity | uint16 |  | 1 | 65535 | Velocity Data ID | 0 | [8 empty] | Velocity data packet ID ("00 01") | Reviewed-KS
CW_TEST,SP_MFLM | ADCP-PD0 | water_velocity_east | PD714 | water_velocity_east_array_quantity_int16_mm_s_1 | 0 | array<quantity> | int16 |  | mm s-1 | -32768 | Eastward Sea Water Velocity, mm s-1 | 0 |  |  |  |  | VELPROF-VLE | eastward_sea_water_velocity | VELPROF-VLE_L0 |  | Eastward component in earth coordinates of sea water velocity (VELPROF-VLE) in mm s-1 | Reviewed-KS
CW_TEST,SP_MFLM | ADCP-PD0 | water_velocity_north | PD715 | water_velocity_north_array_quantity_int16_mm_s_1 | 0 | array<quantity> | int16 |  | mm s-1 | -32768 | Northward Sea Water Velocity, mm s-1 | 0 |  |  |  |  | VELPROF-VLN | northward_sea_water_velocity | VELPROF-VLN_L0 |  | Northward component in earth coordinates of sea water velocity (VELPROF-VLN) in mm s-1 | Reviewed-KS
CW_TEST,SP_MFLM | ADCP-PD0 | water_velocity_up | PD716 | water_velocity_up_array_quantity_int16_mm_s_1 | 0 | array<quantity> | int16 |  | mm s-1 | -32768 | Upward Sea Water Velocity, mm s-1 | 0 |  |  |  |  | VELPROF-VLU | upward_sea_water_velocity | VELPROF-VLU_L0 |  | Upward component in earth coordinates of sea water velocity (VELPROF-VLU) in mm s-1 | Reviewed-KS
CW_TEST,SP_MFLM | ADCP-PD0 | error_velocity | PD717 | error_velocity_array_quantity_int16_mm_s_1 | 0 | array<quantity> | int16 |  | mm s-1 | -32768 | Error Velocity, mm s-1 | 0 |  |  |  |  | VELPROF-EVL |  | VELPROF-EVL_L0 |  | The error velocity applied to the sea water velocity measures, in mm s-1 (VELPROF-EVL) | Reviewed-KS
CW_TEST | ADCP-PD0 | correlation_magnitude_id | PD718 | correlation_magnitude_id_quantity_uint16_1 | 0 | quantity | uint16 |  | 1 | 65535 | Correlation Magnitude ID | 0 | [8 empty] | Correlation magnitude packet ID ("00 02") | Reviewed-KS
CW_TEST | ADCP-PD0 | correlation_magnitude_beam1 | PD719 | correlation_magnitude_beam1_array_quantity_uint8_1 | 0 | array<quantity> | uint8 |  | 1 | 0 | Correlation Magnitude Beam1 | 0 | [8 empty] | Magnitude of the normalized echo auto-correlation at the lag used for estimating the Doppler phase change. 0 represents bad correlation and 255 represents perfect correlation. | Reviewed-KS
CW_TEST | ADCP-PD0 | correlation_magnitude_beam2 | PD720 | correlation_magnitude_beam2_array_quantity_uint8_1 | 0 | array<quantity> | uint8 |  | 1 | 0 | Correlation Magnitude Beam2 | 0 | [8 empty] | Magnitude of the normalized echo auto-correlation at the lag used for estimating the Doppler phase change. 0 represents bad correlation and 255 represents perfect correlation. | Reviewed-KS
CW_TEST | ADCP-PD0 | correlation_magnitude_beam3 | PD721 | correlation_magnitude_beam3_array_quantity_uint8_1 | 0 | array<quantity> | uint8 |  | 1 | 0 | Correlation Magnitude Beam3 | 0 | [8 empty] | Magnitude of the normalized echo auto-correlation at the lag used for estimating the Doppler phase change. 0 represents bad correlation and 255 represents perfect correlation. | Reviewed-KS
CW_TEST | ADCP-PD0 | correlation_magnitude_beam4 | PD722 | correlation_magnitude_beam4_array_quantity_uint8_1 | 0 | array<quantity> | uint8 |  | 1 | 0 | Correlation Magnitude Beam4 | 0 | [8 empty] | Magnitude of the normalized echo auto-correlation at the lag used for estimating the Doppler phase change. 0 represents bad correlation and 255 represents perfect correlation. | Reviewed-KS
CW_TEST | ADCP-PD0 | echo_intensity_id | PD723 | echo_intensity_id_quantity_uint16_1 | 0 | quantity | uint16 |  | 1 | 65535 | Echo Intensity ID | 0 | [8 empty] | Echo intensity packet ID ("00 03") | Reviewed-KS
CW_TEST | ADCP-PD0 | echo_intesity_beam1 | PD724 | echo_intesity_beam1_array_quantity_uint8_counts | 0 | array<quantity> | uint8 |  | counts | 0 | Beam #1 Echo Intensity | 0 | [6 empty] | ECHOINT-B1_L0 |  | Accoustic return echo intensity measured in counts. Nominally, there are 0.45 dB per count. | Reviewed-KS
CW_TEST | ADCP-PD0 | echo_intesity_beam2 | PD725 | echo_intesity_beam2_array_quantity_uint8_counts | 0 | array<quantity> | uint8 |  | counts | 0 | Beam #2 Echo Intensity | 0 | [6 empty] | ECHOINT-B2_L0 |  | Accoustic return echo intensity measured in counts. Nominally, there are 0.45 dB per count. | Reviewed-KS
CW_TEST | ADCP-PD0 | echo_intesity_beam3 | PD726 | echo_intesity_beam3_array_quantity_uint8_counts | 0 | array<quantity> | uint8 |  | counts | 0 | Beam #3 Echo Intensity | 0 | [6 empty] | ECHOINT-B3_L0 |  | Accoustic return echo intensity measured in counts. Nominally, there are 0.45 dB per count. | Reviewed-KS
CW_TEST | ADCP-PD0 | echo_intesity_beam4 | PD727 | echo_intesity_beam4_array_quantity_uint8_counts | 0 | array<quantity> | uint8 |  | counts | 0 | Beam #4 Echo Intensity | 0 | [6 empty] | ECHOINT-B4_L0 |  | Accoustic return echo intensity measured in counts. Nominally, there are 0.45 dB per count. | Reviewed-KS
CW_TEST | ADCP-PD0 | percent_good_id | PD728 | percent_good_id_quantity_uint16_1 | 0 | quantity | uint16 |  | 1 | 65535 | Percent Good ID | 0 | [8 empty] | Percent-good packet ID ("00 04") | Reviewed-KS
CW_TEST | ADCP-PD0 | percent_good_3beam | PD729 | percent_good_3beam_array_quantity_uint8_percent | 0 | array<quantity> | uint8 |  | percent | 255 | Percent Good 3Beam | 0 | [6 empty] | VELPROF-PCG |  | Percentage of good 3-beam solutions (successful velocity calculations using 3-beams). VELPROF-PCG | Reviewed-KS
CW_TEST | ADCP-PD0 | percent_transforms_reject | PD730 | percent_transforms_reject_array_quantity_uint8_percent | 0 | array<quantity> | uint8 |  | percent | 255 | Percent Transforms Reject | 0 | [6 empty] | VELPROF-PCG |  | Percentage of transformations rejected (error velocity that was higher than the WE-command setting) | Reviewed-KS
CW_TEST | ADCP-PD0 | percent_bad_beams | PD731 | percent_bad_beams_array_quantity_uint8_percent | 0 | array<quantity> | uint8 |  | percent | 255 | Percent Bad Beams | 0 | [6 empty] | VELPROF-PCG |  | Percentage of velocity data rejected because not enough beams had good data. | Reviewed-KS
CW_TEST | ADCP-PD0 | percent_good_4beam | PD732 | percent_good_4beam_array_quantity_uint8_percent | 0 | array<quantity> | uint8 |  | percent | 255 | Percent Good 4Beam | 0 | [6 empty] | VELPROF-PCG |  | Percentage of velocity data collected during ensemble that were calculated with all 4 beams | Reviewed-KS
OPTAA,SP_MFLM | ADCP-PD0 | checksum | PD743 | checksum_quantity_uint16_1 | 0 | quantity | uint16 |  | 1 | 65535 | Checksum | 0 | [8 empty] | Contains a modulo 65535 checksum. Checksum is the calculated by summing all bytes in output buffer, excluding checksum | Reviewed-KS
CW_TEST | ADCP-Waves | wave_header_id | PD744 | wave_header_id_quantity_uint16_1 | 0 | quantity | uint16 |  | 1 | 65535 | Wave Header ID | 0 | [8 empty] | Stores the header identification byte ("7f79") | Reviewed-KS
CW_TEST | ADCP-Waves | checksum_offset | PD745 | checksum_offset_quantity_uint16_1 | 0 | quantity | uint16 |  | 1 | 65535 | Checksum Offset | 0 | [8 empty] | offset to checksum | Reviewed-KS
CW_TEST | ADCP-Waves | offset_data_types | PD747 | offset_data_types_quantity_uint16_1 | 0 | quantity | uint16 |  | 1 | 65535 | Offset Data Types | 0 | [8 empty] | Internal memory address where the Workhorse ADCP stores the information for a data type. Adding 1 to this number gives the absolute binary byte number in the ensemble where the data type begins. | Reviewed-KS
CW_TEST | ADCP-Waves | first_leader_id | PD748 | first_leader_id_quantity_uint16_1 | 0 | quantity | uint16 |  | 1 | 65535 | First Leader ID | 0 | [8 empty] | First Leader packet id ("0103") | Reviewed-KS
CW_TEST | ADCP-Waves | firmware_version | PD749 | firmware_version_quantity_uint16_1 | 0 | quantity | uint16 |  | 1 | 0 | Firmware Version | 0 | [8 empty] | CPU firmware version and revision | Reviewed-KS
CW_TEST | ADCP-Waves | configuration | PD750 | configuration_quantity_uint16_1 | 0 | quantity | uint16 |  | 1 | 0 | Configuration | 0 | [8 empty] | Bitmap with system frequency and beam geometry | Reviewed-KS
CW_TEST | ADCP-Waves | num_bins | PD751 | num_bins_quantity_uint16_1 | 0 | quantity | uint16 |  | 1 | 0 | Number of Bins | 0 | [8 empty] | Number of depth cells (bins) in the profile | Reviewed-KS
CW_TEST | ADCP-Waves | samples_per_burst | PD752 | samples_per_burst_quantity_uint16_1 | 0 | quantity | uint16 |  | 1 | 0 | Samples Per Burst | 0 | [8 empty] | Number of wave samples per burst | Reviewed-KS
CW_TEST | ADCP-Waves | bin_length | PD753 | bin_length_quantity_uint8_cm | 0 | quantity | uint8 |  | cm | 0 | Bin Length | 0 | [8 empty] | Depth cell size | Reviewed-KS
CW_TEST | ADCP-Waves | time_between_pings | PD754 | time_between_pings_quantity_uint16_cs | 0 | quantity | uint16 |  | cs | 0 | Time Between Pings, cs | 0 | [8 empty] | Time between wave samples | Reviewed-KS
CW_TEST | ADCP-Waves | time_between_bursts | PD755 | time_between_bursts_quantity_uint16_s | 0 | quantity | uint16 |  | s | 0 | Time Between Bursts, s | 0 | [8 empty] | Time between wave bursts | Reviewed-KS
CW_TEST | ADCP-Waves | num_bins_out | PD757 | num_bins_out_quantity_uint8_1 | 0 | quantity | uint8 |  | 1 | 0 | Number Bins Out | 0 | [8 empty] | Number of depth cells to output | Reviewed-KS
CW_TEST | ADCP-Waves | dws_bitmap | PD758 | dws_bitmap_array_quantity_uint8_1 | 0 | array<quantity> | uint8 |  | 1 | 255 | DWS Bitmap | 0 | [8 empty] | Bitmap of bins for directional wave spectra | Reviewed-KS
CW_TEST | ADCP-Waves | velocity_bitmap | PD759 | velocity_bitmap_array_quantity_uint8_1 | 0 | array<quantity> | uint8 |  | 1 | 255 | Velocity Bitmap | 0 | [8 empty] | Bitmap of bins for non-directional wave spectra | Reviewed-KS
CW_TEST | ADCP-Waves | burst_start_time | PD760 | burst_start_time_quantity_float64_seconds_since_1900_01_01 | 0 | quantity | float64 |  | seconds since 1900-01-01 | -9999999 | Burst Start Time, seconds since 1900-01-01 | 6 | [8 empty] | Start time of burst sampling in seconds since Jan 01, 1900. | Reviewed-KS
CW_TEST | ADCP-Waves | burst_number | PD761 | burst_number_quantity_uint32_1 | 0 | quantity | uint32 |  | 1 | 0 | Burst Number | 0 | [8 empty] | Sequential wave burst number | Reviewed-KS
CW_TEST | ADCP-Waves | serial_number | PD762 | serial_number_quantity_uint64_1 | 0 | quantity | uint64 |  | 1 | 0 | Serial Number | 0 | FALSE | [7 empty] | Instrument serial number | Reviewed-KS
CW_TEST | ADCP-Waves | wave_ping_id | PD764 | wave_ping_id_quantity_uint16_1 | 0 | quantity | uint16 |  | 1 | 65535 | Wave Ping ID | 0 | [8 empty] | Wave pings packet ID ("0203") | Reviewed-KS
CW_TEST | ADCP-Waves | sample_number | PD765 | sample_number_quantity_uint16_1 | 0 | quantity | uint16 |  | 1 | 0 | Sample Number | 0 | FALSE | [7 empty] | Ping sample number | Reviewed-KS
CW_TEST | ADCP-Waves | elapsed_time | PD766 | elapsed_time_quantity_uint32_cs | 0 | quantity | uint32 |  | cs | 0 | Elapsed Time, cs | 0 | [8 empty] | Time since beginning of burst | Reviewed-KS
VOID | ADCP-Waves | VOID_pressure | PD767 | VOID_pressure_quantity_uint32_daPa | 0 | quantity | uint32 |  | daPa | 0 | Void Pressure, daPa | 0 | [8 empty] | Measured pressure at the transducer face
CW_TEST | ADCP-Waves | distance_surface | PD768 | distance_surface_array_quantity_int32_mm | 0 | array<quantity> | int32 |  | mm | -9999999 | Distance Surface, mm | 0 | [8 empty] | Distance to surface for the four beams in mm | Reviewed-KS
CW_TEST | ADCP-Waves | beam_radial_velocity | PD769 | beam_radial_velocity_array_quantity_int16_mm_s_1 | 0 | array<quantity> | int16 |  | mm s-1 | -9999 | Beam Radial Velocity, mm s-1 | 0 | [8 empty] | Beam radial velocity for selected bins | Reviewed-KS
CW_TEST | ADCP-Waves | hpr_ping_id | PD770 | hpr_ping_id_quantity_uint16_1 | 0 | quantity | uint16 |  | 1 | 65535 | HPR Ping ID | 0 | [8 empty] | Heading, Pitch and Roll (HPR) Ping packet id ("0403") | Reviewed-KS
VOID | ADCP-Waves | VOID_heading | PD771 | VOID_heading_quantity_uint16_cdegrees | 0 | quantity | uint16 |  | cdegrees | 65535 |  | 0 | [8 empty] | Instrument heading
VOID | ADCP-Waves | VOID_pitch | PD772 | VOID_pitch_quantity_int16_cdegrees | 0 | quantity | int16 |  | cdegrees | -32768 |  | 0 | [8 empty] | Instrument pitch
VOID | ADCP-Waves | VOID_roll | PD773 | VOID_roll_quantity_int16_cdegrees | 0 | quantity | int16 |  | cdegrees | -32768 |  | 0 | [8 empty] | Instrument roll
CW_TEST | ADCP-Waves | last_leader_id | PD774 | last_leader_id_quantity_uint16_1 | 0 | quantity | uint16 |  | 1 | 65535 | Last Leader ID | 0 | [8 empty] | Last leader packet ID ("0303") | Reviewed-KS
CW_TEST | ADCP-Waves | avg_depth | PD775 | avg_depth_quantity_uint16_dm | 0 | quantity | uint16 |  | dm | 65535 | Avg Depth, dm | 0 | [8 empty] | Average instrument depth for wave burst | Reviewed-KS
CW_TEST | ADCP-Waves | avg_speed_of_sound | PD776 | avg_speed_of_sound_quantity_uint16_m_s_1 | 0 | quantity | uint16 |  | m s-1 | 65535 | Avg Speed Of Sound, m s-1 | 0 | [8 empty] | Average speed of sound | Reviewed-KS
CW_TEST | ADCP-Waves | avg_temperature | PD777 | avg_temperature_quantity_uint16_cdeg_C | 0 | quantity | uint16 |  | cdeg_C | 65535 | Avg Temperature, cdeg C | 0 | [8 empty] | Average temperature | Reviewed-KS
CW_TEST | ADCP-Waves | avg_heading | PD778 | avg_heading_quantity_uint16_cdegrees | 0 | quantity | uint16 |  | cdegrees | 65535 | Avg Heading, cdegrees | 0 | [8 empty] | Average instrument heading | Reviewed-KS
CW_TEST | ADCP-Waves | stdev_heading | PD779 | stdev_heading_quantity_int16_cdegrees | 0 | quantity | int16 |  | cdegrees | -32768 | Heading Standard Deviation, cdegrees | 0 | [8 empty] | Standard deviation of the heading | Reviewed-KS
CW_TEST | ADCP-Waves | avg_pitch | PD780 | avg_pitch_quantity_int16_cdegrees | 0 | quantity | int16 |  | cdegrees | -32768 | Avg Pitch, cdegrees | 0 | [8 empty] | Average instrument pitch | Reviewed-KS
CW_TEST | ADCP-Waves | stdev_pitch | PD781 | stdev_pitch_quantity_int16_cdegrees | 0 | quantity | int16 |  | cdegrees | -32768 | Pitch Standard Deviation, cdegrees | 0 | [8 empty] | Standard deviation of pitch | Reviewed-KS
CW_TEST | ADCP-Waves | avg_roll | PD782 | avg_roll_quantity_int16_cdegrees | 0 | quantity | int16 |  | cdegrees | -32768 | Avg Roll, cdegrees | 0 | [8 empty] | Average instrument roll | Reviewed-KS
CW_TEST | ADCP-Waves | stdev_roll | PD783 | stdev_roll_quantity_int16_cdegrees | 0 | quantity | int16 |  | cdegrees | -32768 | Roll Standard Deviation, cdegrees | 0 | [8 empty] | Standard deviation of roll | Reviewed-KS
CW_TEST,SP_MFLM | ADCP-PD12 | pd12_packet_id | PD784 | pd12_packet_id_quantity_uint16_1 | 0 | quantity | uint16 |  | 1 | 65535 | PD12 Packet ID | 0 | [8 empty] | PD12 ensemble packet id ("7f6e") | Reviewed-KS
CW_TEST,SP_MFLM | ADCP-PD12 | ensemble_start_time | PD785 | ensemble_start_time_quantity_float64_seconds_since_1900_01_01 | 0 | quantity | float64 |  | seconds since 1900-01-01 | -9999999 | Ensemble Start Time, seconds since 1900-01-01 | 6 | [8 empty] | Ensemble start time in seconds since Jan 01, 1900. | Reviewed-KS
VOID | ADCP-PD12 | VOID_temperature | PD786 | VOID_temperature_quantity_int16_cdeg_C | 0 | quantity | int16 |  | cdeg_C | -32768 | Void Temperature, cdeg C | 0 | [8 empty] | Contains either the manual or measured temperature at the transducer face.
CW_TEST,SP_MFLM | ADCP-PD12 | velocity_po_error_flag | PD788 | velocity_po_error_flag_boolean_int8_1 | 0 | boolean | int8 |  | 1 | -99 | Velocity PO Error Flag | 0 | [8 empty] | Selected velocity componets to be output in PD12 data, dependent on EX settings. Error velocity. | Reviewed-KS
CW_TEST,SP_MFLM | ADCP-PD12 | velocity_po_up_flag | PD789 | velocity_po_up_flag_boolean_int8_1 | 0 | boolean | int8 |  | 1 | -99 | Velocity PO Up Flag | 0 | [8 empty] | Selected velocity componets to be output in PD12 data, dependent on EX settings. Upward velocity. | Reviewed-KS
CW_TEST,SP_MFLM | ADCP-PD12 | velocity_po_north_flag | PD790 | velocity_po_north_flag_boolean_int8_1 | 0 | boolean | int8 |  | 1 | -99 | Velocity PO North Flag | 0 | [8 empty] | Selected velocity componets to be output in PD12 data, dependent on EX settings. North velocity. | Reviewed-KS
CW_TEST,SP_MFLM | ADCP-PD12 | velocity_po_east_flag | PD791 | velocity_po_east_flag_boolean_int8_1 | 0 | boolean | int8 |  | 1 | -99 | Velocity PO East Flag | 0 | [8 empty] | Selected velocity componets to be output in PD12 data, dependent on EX settings. Eastward velocity. | Reviewed-KS
CW_TEST,SP_MFLM | ADCP-PD12 | subsampling_parameter | PD792 | subsampling_parameter_quantity_uint8_1 | 0 | quantity | uint8 |  | 1 | 255 | Subsampling Parameter | 0 | [8 empty] | Bin selection for PD12 stat output. Beginning with the bin specified by the parameter start_bin, every nth bin defined by the subsampling parameter will be outputted until the total number of bins specified by the parameter num_bins have been outputted. | Reviewed-KS
CW_TEST,SP_MFLM | ADCP-PD12 | start_bin | PD793 | start_bin_quantity_uint8_1 | 0 | quantity | uint8 |  | 1 | 255 | Start Bin | 0 | [8 empty] | Bin selection for PD12 stat output. Beginning with the bin specified by the parameter start_bin, every nth bin defined by the subsampling parameter will be outputted until the total number of bins specified by the parameter num_bins have been outputted. | Reviewed-KS
CW_TEST,SP_MFLM | ADCP-PD12 | num_bins | PD794 | num_bins_quantity_uint8_1 | 0 | quantity | uint8 |  | 1 | 255 | Number of Bins | 0 | [8 empty] | Bin selection for PD12 stat output. Beginning with the bin specified by the parameter start_bin, every nth bin defined by the subsampling parameter will be outputted until the total number of bins specified by the parameter num_bins have been outputted. | Reviewed-KS
CW_TEST | ADCP-CompCal | fluxgate_calibration_timestamp | PD795 | fluxgate_calibration_timestamp_quantity_float64_seconds_since_1900_01_01 | 0 | quantity | float64 |  | seconds since 1900-01-01 | -9999999 | Fluxgate Calibration Timestamp, seconds since 1900-01-01 | 6 | FALSE | [7 empty] | Fluxgate calibration date and time stamp in seconds since Jan 01, 1900 | Reviewed-KS
CW_TEST | ADCP-CompCal | s_inverse_bx | PD796 | s_inverse_bx_quantity_float32_1 | 0 | quantity | float32 |  | 1 | -9999999 | S Inverse Bx | [9 empty] | Active fluxgate S inverse calibration matrices: Bx | Reviewed-KS
CW_TEST | ADCP-CompCal | s_inverse_by | PD797 | s_inverse_by_quantity_float32_1 | 0 | quantity | float32 |  | 1 | -9999999 | S Inverse By | [9 empty] | Active fluxgate S inverse calibration matrices: By | Reviewed-KS
CW_TEST | ADCP-CompCal | s_inverse_bz | PD798 | s_inverse_bz_quantity_float32_1 | 0 | quantity | float32 |  | 1 | -9999999 | S Inverse Bz | [9 empty] | Active fluxgate S inverse calibration matrices: Bz | Reviewed-KS
CW_TEST | ADCP-CompCal | s_inverse_err | PD799 | s_inverse_err_quantity_float32_1 | 0 | quantity | float32 |  | 1 | -9999999 | S Inverse Error | [9 empty] | Active fluxgate S inverse calibration matrices: Error | Reviewed-KS
CW_TEST | ADCP-CompCal | coil_offset | PD800 | coil_offset_quantity_float32_1 | 0 | quantity | float32 |  | 1 | -9999999 | Coil Offset | [9 empty] | Active fluxgate coil offset calibration matrix | Reviewed-KS
CW_TEST | ADCP-CompCal | electrical_null | PD801 | electrical_null_quantity_float32_1 | 0 | quantity | float32 |  | 1 | -9999999 | Electrical Null | [9 empty] | Active fluxgate electrical null calibration value | Reviewed-KS
CW_TEST | ADCP-CompCal | tilt_calibration_timestamp | PD802 | tilt_calibration_timestamp_quantity_float64_seconds_since_1900_01_01 | 0 | quantity | float64 |  | seconds since 1900-01-01 | -9999999 | Tilt Calibration Timestamp, seconds since 1900-01-01 | 6 | FALSE | [7 empty] | Tilt calibration date and time stamp in seconds since Jan 01, 1900 | Reviewed-KS
CW_TEST | ADCP-CompCal | roll_up_down | PD803 | roll_up_down_quantity_float32_1 | 0 | quantity | float32 |  | 1 | -9999999 | Roll Up Down | [9 empty] | Tilt calibration matrices: Up | Reviewed-KS
CW_TEST | ADCP-CompCal | pitch_up_down | PD804 | pitch_up_down_quantity_float32_1 | 0 | quantity | float32 |  | 1 | -9999999 | Pitch Up Down | [9 empty] | Tilt calibration matrices: Down | Reviewed-KS
CW_TEST | ADCP-CompCal | offset_up_down | PD805 | offset_up_down_quantity_float32_1 | 0 | quantity | float32 |  | 1 | -9999999 | Offset Up Down | [9 empty] | Tilt calibration matrices: Offset | Reviewed-KS
CW_TEST | ADCP-CompCal | tilt_null | PD806 | tilt_null_quantity_float32_1 | 0 | quantity | float32 |  | 1 | -9999999 | Tilt Null | [9 empty] | Tilt calibration null value | Reviewed-KS
CW_TEST | ADCP-SysConfig | transducer_frequency | PD807 | transducer_frequency_quantity_uint32_Hz | 0 | quantity | uint32 |  | Hz | 65535 | Transducer Frequency, Hz | 0 | [8 empty] | Transducer head frequency | Reviewed-KS
CW_TEST | ADCP-SysConfig | configuration | PD808 | configuration_array_quantity_str_1 | 0 | array<quantity> | str |  | 1 | empty | Configuration | 0 | [8 empty] | Transducer configuration | Reviewed-KS
CW_TEST | ADCP-SysConfig | match_layer | PD809 | match_layer_array_quantity_str_1 | 0 | array<quantity> | str |  | 1 | empty | Match Layer | 0 | [9 empty] | Reviewed-KS
CW_TEST | ADCP-SysConfig | beam_angle | PD810 | beam_angle_quantity_uint8_degrees | 1 | quantity | uint8 |  | degrees | 255 | Beam Angle, degrees | 0 | [8 empty] | Transducer beam angles | Reviewed-KS
CW_TEST | ADCP-SysConfig | beam_pattern | PD811 | beam_pattern_array_quantity_str_1 | 0 | array<quantity> | str |  | 1 | empty | Beam Pattern | 0 | [8 empty] | Are transducer beams convex (1) or concave (0) | Reviewed-KS
CW_TEST | ADCP-SysConfig | orientation | PD812 | orientation_array_quantity_str_1 | 0 | array<quantity> | str |  | 1 | empty | Orientation | 0 | [8 empty] | Whether the unit is oriented UP or DOWN | Reviewed-KS
CW_TEST | ADCP-SysConfig | sensors | PD813 | sensors_array_quantity_str_1 | 0 | array<quantity> | str |  | 1 | empty | Sensors | 0 | [8 empty] | Sensors are installed on the unit | Reviewed-KS
CW_TEST | ADCP-SysConfig | pressure_coeff_c3 | PD814 | pressure_coeff_c3_quantity_float32_1 | 0 | quantity | float32 |  | 1 | -9999999 | Pressure Coefficient C3 | [9 empty] | Pressure sensor coefficients: C3 | Reviewed-KS
CW_TEST | ADCP-SysConfig | pressure_coeff_c2 | PD815 | pressure_coeff_c2_quantity_float32_1 | 0 | quantity | float32 |  | 1 | -9999999 | Pressure Coefficient C2 | [9 empty] | Pressure sensor coefficients: C2 | Reviewed-KS
CW_TEST | ADCP-SysConfig | pressure_coeff_c1 | PD816 | pressure_coeff_c1_quantity_float32_1 | 0 | quantity | float32 |  | 1 | -9999999 | Pressure Coefficient C1 | [9 empty] | Pressure sensor coefficients: C1 | Reviewed-KS
CW_TEST | ADCP-SysConfig | pressure_coeff_offset | PD817 | pressure_coeff_offset_quantity_float32_1 | 0 | quantity | float32 |  | 1 | -9999999 | Pressure Coefficient Offset | [9 empty] | Pressure sensor coefficients: Offset | Reviewed-KS
CW_TEST | ADCP-SysConfig | temperature_sensor_offset | PD818 | temperature_sensor_offset_quantity_float32_deg_C | 0 | quantity | float32 |  | deg_C | -9999999 | Temperature Sensor Offset | [9 empty] | Temperature sensor offset | Reviewed-KS
CW_TEST | ADCP-SysConfig | cpu_firmware | PD819 | cpu_firmware_array_quantity_str_1 | 0 | array<quantity> | str |  | 1 | empty | CPU Firmware | 0 | [8 empty] | CPU board firmware | Reviewed-KS
CW_TEST | ADCP-SysConfig | boot_code_required | PD820 | boot_code_required_array_quantity_str_1 | 0 | array<quantity> | str |  | 1 | empty | Boot Code Required | 0 | [8 empty] | Required boot code | Reviewed-KS
CW_TEST | ADCP-SysConfig | boot_code_actual | PD821 | boot_code_actual_array_quantity_str_1 | 0 | array<quantity> | str |  | 1 | empty | Boot Code Actual | 0 | [8 empty] | Installed boot code | Reviewed-KS
CW_TEST | ADCP-SysConfig | demod_1_version | PD822 | demod_1_version_array_quantity_str_1 | 0 | array<quantity> | str |  | 1 | empty | Demod 1 Version | 0 | [8 empty] | DEMOD #1 version | Reviewed-KS
CW_TEST | ADCP-SysConfig | demod_1_type | PD823 | demod_1_type_array_quantity_str_1 | 0 | array<quantity> | str |  | 1 | empty | Demod 1 Type | 0 | [8 empty] | DEMOD #1 type | Reviewed-KS
CW_TEST | ADCP-SysConfig | demod_2_version | PD824 | demod_2_version_array_quantity_str_1 | 0 | array<quantity> | str |  | 1 | empty | Demod 2 Version | 0 | [8 empty] | DEMOD #2 version | Reviewed-KS
CW_TEST | ADCP-SysConfig | demod_2_type | PD825 | demod_2_type_array_quantity_str_1 | 0 | array<quantity> | str |  | 1 | empty | Demod 2 Type | 0 | [8 empty] | DEMOD #2 type | Reviewed-KS
CW_TEST | ADCP-SysConfig | power_timing_version | PD826 | power_timing_version_array_quantity_str_1 | 0 | array<quantity> | str |  | 1 | empty | Power Timing Version | 0 | [8 empty] | PWRTMNG version | Reviewed-KS
CW_TEST | ADCP-SysConfig | power_timing_type | PD827 | power_timing_type_array_quantity_str_1 | 0 | array<quantity> | str |  | 1 | empty | Power Timing Type | 0 | [8 empty] | PWRTMNG type | Reviewed-KS
CW_TEST | ADCP-SysConfig | board_serial_numbers | PD828 | board_serial_numbers_array_quantity_str_1 | 0 | array<quantity> | str |  | 1 | empty | Board Serial Numbers | 0 | [8 empty] | Board serial number data | Reviewed-KS
BETA | Nortek Generic Data Structures | date_time_array | PD829 | date_time_array_array_quantity_int8_1 | 0 | array<quantity> | int8 |  | 1 | -99 |  | 0 | [8 empty] | Array of date and time values returned by instrument in response to RC command
VOID | Nortek Generic Data Structures | date_time_stamp | PD830 | date_time_stamp_quantity_float64_seconds_since_1900_01_01 | 0 | quantity | float64 |  | seconds since 1900-01-01 | -9999999 | [10 empty] | Instrument time in elapsed seconds since Jan 01, 1900
BETA | Nortek Generic Data Structures | battery_voltage | PD831 | battery_voltage_quantity_int32_mV | 0 | quantity | int32 |  | mV | -9999999 |  | 0 | [8 empty] | Instrument battery voltage returned in mV
BETA | Nortek Generic Data Structures | identification_string | PD832 | identification_string_array_quantity_str_1 | 0 | array<quantity> | str |  | 1 | empty |  | 0 | [8 empty] | Instrument identification string
ALPHA_SYS | PRESF | absolute_pressure_burst | PD833 | absolute_pressure_burst_array_quantity_float32_psi | 0 | array<quantity> | float32 |  | psi | -9999999 | Absolute Pressure, psi | [7 empty] | SFLPRES_L0 |  | The OOI Level 0 Seafloor Pressure core data product, which is created by either polling the SBE-26plus (PRESF) family of instruments (in real-time mode) for ASCII text formated psia (absolute pressure) data, or (post-recovery) by converting raw hexadecimal absolute pressure data into decimal format. Absolute pressure is the combined atmospheric and water column pressure. Note, the L1 SFLPRES data product in dbar is computed from the L0 by applying a scaling factor.
ALPHA_SYS | PRESF | seafloor_pressure_burst | PD834 | seafloor_pressure_burst_array_quantity_float32_dbar | 0 | array<quantity> | float32 |  | dbar | -9999999 | Total Seafloor Pressure, dbar | 4 |  |  |  |  | SFLPRES | sea_water_pressure_at_sea_floor | SFLPRES_L1 |  | The OOI Level 1 Seafloor Pressure core data product, in dbar, is computed from the L0 by applying a scaling factor. |  |  | Seawater Pressure at the Seafloor
SP_TEST | CTDBP-NO, DOSTA | oxy_calphase | PD835 | oxy_calphase_quantity_int32_counts | 0 | quantity | int32 |  | counts | -9999999 | Calibrated phase | 0 | [9 empty] | Ready for Review
SP_TEST | CTDBP-NO, DOSTA | oxy_temp | PD836 | oxy_temp_quantity_int32_counts | 0 | quantity | int32 |  | counts | -9999999 | DOSTA Temperature | 0 | [9 empty] | Ready for Review
SP_TEST | BOTPT | sensor_id | PD837 | sensor_id_constant_str_S6_1 | 0 | constant<str> | S6 |  | 1 | empty
SP_TEST | BOTPT | time_sync_flag | PD838 | time_sync_flag_array_quantity_str_1 | 0 | array<quantity> | str |  | 1 | empty |  | 0 | [8 empty] | Either 'V' or 'P'
SP_TEST | BOTPT | lily_x_tilt | PD839 | lily_x_tilt_quantity_float32_µrad | 0 | quantity | float32 |  | µrad | -9999999 | [8 empty] | BOTTILT-XTILT
SP_TEST | BOTPT | lily_y_tilt | PD840 | lily_y_tilt_quantity_float32_µrad | 0 | quantity | float32 |  | µrad | -9999999 | [8 empty] | BOTTILT-YTILT
SP_TEST | BOTPT | compass_direction | PD841 | compass_direction_quantity_float32_degrees | 0 | quantity | float32 |  | degrees | -9999999 | [8 empty] | BOTTILT-SCMP
SP_TEST | BOTPT | supply_voltage | PD842 | supply_voltage_quantity_float32_V | 0 | quantity | float32 |  | V | -9999999 | [8 empty] | TLTVOLT
SP_TEST | BOTPT | press_trans_temp | PD843 | press_trans_temp_quantity_float64_deg_C | 0 | quantity | float64 |  | deg_C | -9999999 | Nano-resolution Pressure Transducer Temperature, deg C | [7 empty] | NPTTEMP |  | The auxiliary data product Nano-resolution Pressure Transducer Temperature (NPTTEMP) is the temperature in °C internal to the Paroscientific Digiquartz Pressure Transducer (Model 42.4K-265) and used for onboard temperature-compensation of the pressure measurements produced by the BOTPT instrument.
SP_TEST | BOTPT | heat_x_tilt | PD844 | heat_x_tilt_quantity_int16_degrees | 0 | quantity | int16 |  | degrees | -9999 |  | 0 | [6 empty] | CRTTILT-XTILT
SP_TEST | BOTPT | heat_y_tilt | PD845 | heat_y_tilt_quantity_int16_degrees | 0 | quantity | int16 |  | degrees | -9999 |  | 0 | [6 empty] | CRTTILT-YTILT
SP_TEST | BOTPT | iris_x_tilt | PD846 | iris_x_tilt_quantity_float32_degrees | 0 | quantity | float32 |  | degrees | -9999999 | [8 empty] | LRTTILT-XTILT
SP_TEST | BOTPT | iris_y_tilt | PD847 | iris_y_tilt_quantity_float32_degrees | 0 | quantity | float32 |  | degrees | -9999999 | [8 empty] | LRTTILT-YTILT
SP_TEST | BOTPT | bottom_pressure | PD848 | bottom_pressure_quantity_float32_psi | 0 | quantity | float32 |  | psi | -9999999 | Nano-resolution Bottom Pressure, psi | [5 empty] | BOTPRES |  | BOTPRES_L1 |  | The OOI Level 1 Nano-resolution Bottom Pressure (BOTPRES) core data product is produced by the BOTPT instrument class. The data for this core data product is derived directly from the output of an onboard Paroscientific Digiquartz Pressure Transducer (Model 42.4K-265) enabled for nanoresolution pressure measurements through pairing with a Paroscientific Intelligent Interface Board.
SP_TEST | BOTPT | lily_temp | PD849 | lily_temp_quantity_float32_deg_C | 0 | quantity | float32 |  | deg_C | -9999999 | [8 empty] | TLTTEMP
SP_TEST | BOTPT | iris_temp | PD850 | iris_temp_quantity_float32_deg_C | 0 | quantity | float32 |  | deg_C | -9999999 | [8 empty] | LRTTEMP
SP_TEST | BOTPT | heat_temp | PD851 | heat_temp_quantity_int16_deg_C | 0 | quantity | int16 |  | deg_C | -9999 |  | 0 | [6 empty] | CRTTEMP
VOID | BOTPT | seafloor_tilt_magnitude | PD852 | seafloor_tilt_magnitude_quantity_float32_µrad | VOID | quantity | float32 |  | µrad | -9999999 | Seafloor Tilt Magnitude | [7 empty] | BOTTILT-TMAG |  |  |  |  | Seafloor Tilt Magnitude
VOID | BOTPT | seafloor_tilt_direction | PD853 | seafloor_tilt_direction_quantity_float32_degrees | VOID | quantity | float32 |  | degrees | -9999999 | Seafloor Tilt Direction | [7 empty] | BOTTILT-TDIR |  |  |  |  | Seafloor Tilt Direction
DOC | Below are LC_TEST parameters used to validate code segments, they should not be used as examples, they are completely fictional and only serve to validate the parser's ability to read entries. Thanks! -Luke
LC_TEST |  | TEMPWAT_L0 | PD857 | TEMPWAT_L0_quantity_float64_deg_C | 0 | quantity | float64 |  | deg_C | -9999
LC_TEST |  | CONDWAT_L0 | PD858 | CONDWAT_L0_quantity_float64_ | 0 | quantity | float64 |  |  | -9999
LC_TEST |  | PRESWAT_L0 | PD859 | PRESWAT_L0_quantity_float64_ | 0 | quantity | float64 |  |  | -9999
LC_TEST |  | TEMPWAT_L1 | PD854 | TEMPWAT_L1_function_float64_deg_C | 0 | function | float64 |  | deg_C | -9999 |  |  |  | PFID1 | {'T': 'PD857'}
LC_TEST |  | CONDWAT_L1 | PD855 | CONDWAT_L1_function_float64_ | 0 | function | float64 |  |  | -9999 |  |  |  | PFID2 | {'C':'PD858'}
LC_TEST |  | PRESWAT_L1 | PD856 | PRESWAT_L1_function_float64_ | 0 | function | float64 |  |  | -9999 |  |  |  | PFID3 | {'P': 'PD859', 'p_range': 679.34040721}
LC_TEST |  | PRACSAL_L2 | PD860 | PRACSAL_L2_function_float64_ | 0 | function | float64 |  |  | -9999 |  |  |  | PFID5 | {'C': {'PFID4': {'C': 'PD855'}}, 't': 'PD854', 'p': 'PD856'}
LC_TEST |  | absolute_salinity | PD861 | absolute_salinity_function_float64_ | 0 | function | float64 |  |  | -9999 |  |  |  | PFID7 | {'sp':{'PFID5':{'C': {'PFID4': {'C': 'PD855'}}, 't': 'PD854', 'p': 'PD856'}},'p':'PD856', 'lon':'PD9','lat':'PD8'}
LC_TEST |  | rho | PD862 | rho_function_float64_ | 0 | function | float64 |  |  | -9999 |  |  |  | PFID8 | {'SP':{'PFID5':{'C': {'PFID4': {'C': 'PD855'}}, 't': 'PD854', 'p': 'PD856'}}, 'p':'PD856', 't':'PD854', 'lat':'PD8','lon':'PD9'}
BASE |  | ingestion_timestamp | PD863 | ingestion_timestamp_quantity_float64_seconds_since_1900_01_01 | 0 | quantity | float64 |  | seconds since 1900-01-01 | -9999 | Ingestion Timestamp, seconds since 1900-01-01 |  | FALSE | [7 empty] | The NTP Timestamp for when the granule was ingested | Reviewed-KS
LC_TEST |  | conductivity_L1 | PD864 | conductivity_L1_function_float32_mS_cm_1 | 0 | function | float32 |  | mS cm-1 | -9999 |  |  |  | PFID9 | {'conductivity':'PD1'}
LC_TEST |  | pressure_L1 | PD865 | pressure_L1_function_float32_dbar | 0 | function | float32 |  | dbar | -9999 |  |  |  | PFID10 | {'pressure':'PD2'}
LC_TEST |  | temp_L1 | PD866 | temp_L1_function_float32_deg_C | 0 | function | float32 |  | deg_C | -9999 |  |  |  | PFID11 | {'temperature':'PD6'}
LC_TEST |  | salinity | PD867 | salinity_function_float32_ | 0 | function | float32 |  |  | -9999 |  |  |  | PFID13 | {'conductivity':'PD864', 'temp':'PD866', 'pressure':'PD865'}
LC_TEST |  | density | PD868 | density_function_float32_ | 0 | function | float32 |  |  | -9999 |  |  |  | PFID12 | {'conductivity':'PD864', 'temp':'PD866', 'pressure':'PD865', 'lat':'PD8', 'lon':'PD9'}
CW_TEST | ADCP-PD0 | beam_1_velocity | PD869 | beam_1_velocity_array_quantity_int16_mm_s_1 | 0 | array<quantity> | int16 |  | mm s-1 | -32768 | Beam 1 Velocity Profiles, mm s-1 | 0 | [6 empty] | VELPROF-B1_L0 |  | Beam 1 relative water velocity (VELPROF-B1) | Reviewed-KS
CW_TEST | ADCP-PD0 | beam_2_velocity | PD870 | beam_2_velocity_array_quantity_int16_mm_s_1 | 0 | array<quantity> | int16 |  | mm s-1 | -32768 | Beam 2 Velocity Profiles, mm s-1 | 0 | [6 empty] | VELPROF-B2_L0 |  | Beam 2 relative water velocity (VELPROF-B2) | Reviewed-KS
CW_TEST | ADCP-PD0 | beam_3_velocity | PD871 | beam_3_velocity_array_quantity_int16_mm_s_1 | 0 | array<quantity> | int16 |  | mm s-1 | -32768 | Beam 3 Velocity Profiles, mm s-1 | 0 | [6 empty] | VELPROF-B3_L0 |  | Beam 3 relative water velocity (VELPROF-B3) | Reviewed-KS
CW_TEST | ADCP-PD0 | beam_4_velocity | PD872 | beam_4_velocity_array_quantity_int16_mm_s_1 | 0 | array<quantity> | int16 |  | mm s-1 | -32768 | Beam 4 Velocity Profiles, mm s-1 | 0 | [6 empty] | VELPROF-B4_L0 |  | Beam 4 relative water velocity (VELPROF-B4) | Reviewed-KS
CW_TEST | ADCP-PD0 | percent_good_beam1 | PD873 | percent_good_beam1_array_quantity_uint8_percent | 0 | array<quantity> | uint8 |  | percent | 255 | Percent Good Beam 1 | 0 | [6 empty] | VELPROF-PCG |  | Percentage of pings having a good solution for beam 1. | Reviewed-KS
CW_TEST | ADCP-PD0 | percent_good_beam2 | PD874 | percent_good_beam2_array_quantity_uint8_percent | 0 | array<quantity> | uint8 |  | percent | 255 | Percent Good Beam 2 | 0 | [6 empty] | VELPROF-PCG |  | Percentage of pings having a good solution for beam 2. | Reviewed-KS
CW_TEST | ADCP-PD0 | percent_good_beam3 | PD875 | percent_good_beam3_array_quantity_uint8_percent | 0 | array<quantity> | uint8 |  | percent | 255 | Percent Good Beam 3 | 0 | [6 empty] | VELPROF-PCG |  | Percentage of pings having a good solution for beam 3. | Reviewed-KS
CW_TEST | ADCP-PD0 | percent_good_beam4 | PD876 | percent_good_beam4_array_quantity_uint8_percent | 0 | array<quantity> | uint8 |  | percent | 255 | Percent Good Beam 4 | 0 | [6 empty] | VELPROF-PCG |  | Percentage of pings having a good solution for beam 4. | Reviewed-KS
CW_TEST,SP_MFLM | ADCP-PD0 | real_time_clock | PD877 | real_time_clock_array_quantity_int16_1 | 0 | array<quantity> | int16 |  | 1 | -9999 | Real Time Clock Array | 0 | [8 empty] | Elements of the real-time clock array are: Year, Month, Day, Hour, Minute, Seconds, Hundredths. Units are standard time units, applied to each element respectively (year, month, day, hour, minutes, seconds, cseconds). | Reviewed-KS
BETA | VEL3D-B | eastward_turbulent_velocity | PD878 | eastward_turbulent_velocity_function_float32_m_s_1 | 1 | function | float32 |  | m s-1 | -9999999 | Eastward Turbulent Sea Water Velocity, m s-1 | 3 |  | PFID53 | {'uu':'PD539', 'vv':'PD540', 'lat':'PD1556', 'lon':'PD1557', 'timestamp':'PD7'} |  | VELPTTU-VLE |  | VELPTTU-VLE_L1 |  | Eastward component of turbulent seawater velocity relative to true North, m s-1 | Reviewed-KS
BETA | VEL3D-B | northward_turbulent_velocity | PD879 | northward_turbulent_velocity_function_float32_m_s_1 | 1 | function | float32 |  | m s-1 | -9999999 | Northward Turbulent Sea Water Velocity, m s-1 | 3 |  | PFID54 | {'uu':'PD539', 'vv':'PD540', 'lat':'PD1556', 'lon':'PD1557', 'timestamp':'PD7'} |  | VELPTTU-VLN |  | VELPTTU-VLN_L1 |  | Northward component of turbulent seawater velocity relative to true North, m s-1 | Reviewed-KS
BETA | VEL3D-B | upward_turbulent_velocity | PD880 | upward_turbulent_velocity_function_float32_m_s_1 | 1 | function | float32 |  | m s-1 | -9999999 | Upward Turbulent Sea Water Velocity, m s-1 | 3 |  | PFID57 | {'w':'PD541'} |  | VELPTTU-VLU |  | VELPTTU-VLU_L1 |  | Upward component of turbulent seawater velocity, m s-1 | Reviewed-KS
CW_TEST | ADCP-CompCal | calibration_temp | PD881 | calibration_temp_quantity_float32_deg_C | 0 | quantity | float32 |  | deg_C | -9999999 | Calibration Temperature, deg C | [9 empty] | Average temperature during the calibration | Reviewed-KS
VOID | OPTAA | absorption_coefficient | PD882 | absorption_coefficient_quantity_float32_m_1 | 0 | quantity | float32 |  | m-1 | -9999999 | Optical Absorption Coefficient, m-1 | 6 | [6 empty] | OPTABSN_L2 |  | Absorbtion coefficient for water impurities (particulate and dissolved material) with temperature, salinity and scattering corrections applied. | Reviewed-KS
VOID | OPTAA | attenuation_coefficient | PD883 | attenuation_coefficient_quantity_float32_m_1 | 0 | quantity | float32 |  | m-1 | -9999999 | Optical Beam Attenuation Coefficient, m-1 | 6 | [6 empty] | OPTATTN_L2 |  | Beam attenuation coefficient for water impurities (particulate and dissolved material) corrected for temperature and salinity effects. | Reviewed-KS
BASE |  | input_voltage | PD884 | input_voltage_quantity_float32_V | 0 | quantity | float32 |  | V | -9999999 | Input Voltage, V
BASE |  | input_bus_current | PD885 | input_bus_current_quantity_float32_A | 0 | quantity | float32 |  | A | -9999999 | Input Bus Current, A
BASE |  | mvpc_temperature | PD886 | mvpc_temperature_quantity_float32_deg_C | 0 | quantity | float32 |  | deg_C | -9999999 | MVPC Temperature, deg C
BASE |  | mvpc_pressure_1 | PD887 | mvpc_pressure_1_quantity_float32_psi | 0 | quantity | float32 |  | psi | -9999999 | MVPC Pressure 1, psi
SP_TEST | DOSTA | abs_oxygen | PD888 | abs_oxygen_function_float32_μmol_kg_1 | 0 | function | float32 |  | μmol kg-1 | -9999999 | Salinity Corrected Dissolved Oxygen Concentration, µmol/kg | 4 |  | PFID61 |  |  | DOCONCS | moles_of_oxygen_per_unit_mass_in_sea_water | DOCONCS_L2 |  | The OOI Level 2 Oxygen Concentration core data product DOCONCS is computed by applying a salinity and depth correction to the L1 data product DOCONCS from the DOSTA class of instruments, using L2 Practical Salinity (PRACSAL), L1 Pressure (PRESWAT), and L1 Temperature (TEMPWAT), all derived from a collocated Conductivity, Temperature, and Depth (CTD) instrument. |  |  | Oxygen Concentration from "Stable" Instruments
LC_TEST |  | calibrated_temperature | PD889 | calibrated_temperature_function_float32_deg_C | 0 | function | float32 |  | deg_C | -9999 | YOU SHOULD NEVER SEE THIS VARIABLE, FOR TESTS ONLY |  |  | PFID14 | {'temperature':'PD6','offset':'LV_coeffA'}
LC_TEST |  | test_lookup_val | PD890 | test_lookup_val_quantity_float32_1 | 0 | quantity | float32 |  | 1 | -9999 | YOU SHOULD NEVER SEE THIS VARIABLE, FOR TESTS ONLY |  |  |  |  | 1
BETA | PRESF and PREST | seafloor_pressure | PD891 | seafloor_pressure_function_float32_dbar | 0 | function | float32 |  | dbar | -9999999 | Seafloor Pressure, dbar | 4 |  | PFID6 | {'p_psia':'PD94'} |  | SFLPRES | sea_water_pressure_at_sea_floor | SFLPRES_L1 |  | Total (absolute) seafloor pressure in dbar (atmospheric plus hydrostatic) | Ready for review
LC_TEST |  | explicit_lookup | PD892 | explicit_lookup_function_float32_ | 0 | function | float32 |  |  | -9999 | YOU SHOULD NEVER SEE THIS VARIABLE, FOR TESTS ONLY |  |  | PFID15 | {'lookup':'LV_lc_test¦¦lookup_val'}
LC_TEST |  | extended_calibrated_temperature | PD893 | extended_calibrated_temperature_function_float32_ | 0 | function | float32 |  |  | -9999 | YOU SHOULD NEVER SEE THIS VARIABLE, FOR TESTS ONLY |  |  | PFID16 | {'lookup1':'LV_coeffA', 'lookup2':'LV_lctest¦¦lookup_val'}
LC_TEST |  | qc_temp_global_range | PD894 | qc_temp_global_range_function_float32_1 | 0 | function | float32 |  | 1 | -9999 | YOU SHOULD NEVER SEE THIS VARIABLE, FOR TESTS ONLY |  |  | PFID17 | {'dat':'PD866', 'dat_min':'LV_grt_TEST_TEMPWAT_TEMPWAT¦¦grt_min_value', 'dat_max':'LV_grt_TEST_TEMPWAT_TEMPWAT¦¦grt_max_value'}
LC_TEST |  | qc_pressure_global_range | PD895 | qc_pressure_global_range_function_float32_1 | 0 | function | float32 |  | 1 | -9999 | YOU SHOULD NEVER SEE THIS VARIABLE, FOR TESTS ONLY |  |  | PFID17 | {'dat':'PD865', 'dat_min':'LV_grt_TEST_PRESWAT_PRESWAT¦¦grt_min_value', 'dat_max':'LV_grt_TEST_PRESWAT_PRESWAT¦¦grt_max_value'}
LC_TEST |  | qc_conductivity_global_range | PD896 | qc_conductivity_global_range_function_float32_1 | 0 | function | float32 |  | 1 | -9999 | YOU SHOULD NEVER SEE THIS VARIABLE, FOR TESTS ONLY |  |  | PFID17 | {'dat':'PD864', 'dat_min':'LV_grt_TEST_CONDWAT_CONDWAT¦¦grt_min_value', 'dat_max':'LV_grt_TEST_CONDWAT_CONDWAT¦¦grt_max_value'}
LC_TEST |  | lookup_density | PD897 | lookup_density_function_float32_kg_m_3 | 0 | function | float32 |  | kg m-3 | -9999 | YOU SHOULD NEVER SEE THIS VARIABLE, FOR TESTS ONLY |  |  | PFID12 | {'conductivity':'PD864', 'temp': 'PD866', 'pressure':'PD865', 'lat':'LV_lat','lon':'LV_lon'}
VOID |  | qc_temp_grt_min_value | PD898 | qc_temp_grt_min_value_quantity_float32_ | 0 | quantity | float32 |  |  | -9999 | VOID |  |  |  |  | grt_TEST_TEMPWAT_TEMPWAT¦¦grt_min_value
VOID |  | qc_local_range_datlimz_tempwat | PD899 | qc_local_range_datlimz_tempwat_array_ | 0 | array |  |  |  | -9999 | VOID |  |  |  |  | lrt_TEST_TEMPWAT¦¦lrt_datalimz
LC_TEST |  | salinity | PD900 | salinity_quantity_float32_1 | 0 | function | float32 |  | 1 | -9999 | Practical Salinity | 3 |  | PFID26 | {'c':'PD1', 't':'PD6', 'p':'PD2'} |  | PRACSAL | sea_water_practical_salinity | PRACSAL_L2 |  | Practical Salinity is defined on the Practical Salinity Scale of 1978 (PSS-78) and is calculated from the electrical conductivity of sea water (as well as temperature and pressure). | Reviewed-KS |  | Practical Salinity
LC_TEST |  | density | PD901 | density_quantity_float32_kg_m_3 | 1 | function | float32 |  | kg m-3 | -9999 | Density, kg m-3 | 3 |  | PFID27 | {'SP':'PD900','t':'PD6','p':'PD2', 'lat':'lat','lon':'lon'} |  | DENSITY | sea_water_density | DENSITY_L2 |  | The density of seawater in kg m-3 computed using the TEOS-10 equations with data from the conductivity, temperature and depth (CTD) family of instruments. | Reviewed-KS |  | Density
CW_TEST | ADCP | eastward_seawater_velocity | PD902 | eastward_seawater_velocity_function_float32_m_s_1 | 1 | function | float32 |  | m s-1 | -9999999 | Eastward Sea Water Velocity, m s-1 | 4 |  | PFID28 | {'b1':'PD869','b2':'PD870','b3':'PD871','b4':'PD872','h':'PD672','p':'PD673','r':'PD674','vf':'PD617','lat':'PD1556','lon':'PD1557','z':'PD671','dt':'PD7'} |  | VELPROF-VLE | eastward_sea_water_velocity | VELPROF-VLE_L1 |  | Eastward sea water velocity component in Earth coordinates with the magnetic variation accounted for. | Reviewed-KS
CW_TEST | ADCP | northward_seawater_velocity | PD903 | northward_seawater_velocity_function_float32_m_s_1 | 1 | function | float32 |  | m s-1 | -9999999 | Northward Sea Water Velocity, m s-1 | 4 |  | PFID29 | {'b1':'PD869','b2':'PD870','b3':'PD871','b4':'PD872','h':'PD672','p':'PD673','r':'PD674','vf':'PD617','lat':'PD1556','lon':'PD1557','z':'PD671','dt':'PD7'} |  | VELPROF-VLN | northward_sea_water_velocity | VELPROF-VLN_L1 |  | Northward sea water velocity component in Earth coordinates with the magnetic variation accounted for. | Reviewed-KS
CW_TEST | ADCP | upward_seawater_velocity | PD904 | upward_seawater_velocity_function_float32_m_s_1 | 1 | function | float32 |  | m s-1 | -9999999 | Upward Sea Water Velocity, m s-1 | 4 |  | PFID30 | {'b1':'PD869','b2':'PD870','b3':'PD871','b4':'PD872','h':'PD672','p':'PD673','r':'PD674','vf':'PD617'} |  | VELPROF-VLU | upward_sea_water_velocity | VELPROF-VLU_L1 |  | Upward sea water velocity component in Earth coordinates. | Reviewed-KS
CW_TEST | ADCP | error_velocity | PD905 | error_velocity_function_float32_m_s_1 | 1 | function | float32 |  | m s-1 | -9999999 | Error Velocity, m s-1 | 4 |  | PFID31 | {'b1':'PD869','b2':'PD870','b3':'PD871','b4':'PD872'} |  | VELPROF-EVL |  | VELPROF-EVL_L1 |  | Error sea water velocity component. | Reviewed-KS
LC_TEST |  | reference_designator | PD906 |  |  | array | [18 empty] | Not yet Implemented
VOID |  | tempwat_example | PD907 | tempwat_example_function_float32_degree_C | 0 | function | float32 |  | degree_C |  |  |  |  | PFID32 | {'a0':LV_a0', 'a1':'LV_a1','t0':'PD??'} |  | TEMPWAT
BETA | CTDBP | seawater_temperature | PD908 | seawater_temperature_function_float32_deg_C | 0 | function | float32 |  | deg_C | -9999999 | Sea Water Temperature, deg_C | 4 |  | PFID35 | {'t0':'PD193','a0':'CC_a0','a1':'CC_a1','a2':'CC_a2','a3':'CC_a3'} |  | TEMPWAT | sea_water_temperature | TEMPWAT_L1 |  | In situ, sea water temperature in degress Centigrade (deg_C) from the conductivity, temperature and depth (CTD) family of instruments. | Ready for review
BETA | CTDBP | seawater_pressure | PD909 | seawater_pressure_function_float32_dbar | 0 | function | float32 |  | dbar | -9999999 | Sea Water Pressure, dbar | 3 |  | PFID36 | {'p0':'PD195','therm0':'PD196','ptempa0':'CC_ptempa0','ptempa1':'CC_ptempa1','ptempa2':'CC_ptempa2','ptca0':'CC_ptca0','ptca1':'CC_ptca1','ptca2':'CC_ptca2','ptcb0':'CC_ptcb0','ptcb1':'CC_ptcb1','ptcb2':'CC_ptcb2','pa0':'CC_pa0','pa1':'CC_pa1','pa2':'CC_pa2'} |  | PRESWAT | sea_water_pressure | PRESWAT_L1 |  | Sea water pressure (abolute pressure less the pressure of one standard atmosphere), in decibars from the conductivity, temperature and depth (CTD) family of instruments. | Ready for review
BETA | CTDBP | seawater_conductivity | PD910 | seawater_conductivity_function_float32_S_m_1 | 0 | function | float32 |  | S m-1 | -9999999 | Sea Water Conductivity, S m-1 | 6 |  | PFID37 | {'c0':'PD194','t1':'PD908','p1':'PD909','g':'CC_g','h':'CC_h','i':'CC_i','j':'CC_j','cpcor':'CC_cpcor','ctcor':'CC_ctcor'} |  | CONDWAT | sea_water_electrical_conductivity | CONDWAT_L1 |  | In situ, sea water conductivity in Siemens per meter [S/m] from the conductivity, temperature and depth (CTD) family of instruments | Ready for review
BETA | CTDBP | practical_salinity | PD911 | practical_salinity_function_float32_1 | 0 | function | float32 |  | 1 | -9999999 | Sea Water Practical Salinity | 4 |  | PFID26 | {'c':'PD910','t':'PD908','p':'PD909'} |  | PRACSAL | sea_water_practical_salinity | PRACSAL_L2 |  | Practical Salinity is defined on the Practical Salinity Scale of 1978 (PSS-78) and is calculated from the electrical conductivity of sea water (as well as temperature and pressure). | Ready for review
BETA | CTDBP | seawater_density | PD912 | seawater_density_function_float32_kg_m_3 | 0 | function | float32 |  | kg m-3 | -9999999 | Sea Water Density, kg m-3 | 4 |  | PFID27 | {'SP':'PD911','t':'PD908','p':'PD909','lat':'PD1556','lon':'PD1557'} |  | DENSITY | sea_water_density | DENSITY_L2 |  | The density of seawater in kg m-3 computed using the TEOS-10 equations with data from the conductivity, temperature and depth (CTD) family of instruments. | Ready for review
NOSE | https://confluence.oceanobservatories.org/display/CICG/HYPM_01_WFP_ACM | VelA | NPD1 | VelA_quantity_uint16_1 | 0 | quantity | uint16 |  | 1 | 65535
NOSE | https://confluence.oceanobservatories.org/display/CICG/HYPM_01_WFP_ACM | VelB | NPD2 | VelB_quantity_uint16_1 | 0 | quantity | uint16 |  | 1 | 65535
NOSE | https://confluence.oceanobservatories.org/display/CICG/HYPM_01_WFP_ACM | VelC | NPD3 | VelC_quantity_uint16_1 | 0 | quantity | uint16 |  | 1 | 65535
NOSE | https://confluence.oceanobservatories.org/display/CICG/HYPM_01_WFP_ACM | VelD | NPD4 | VelD_quantity_uint16_1 | 0 | quantity | uint16 |  | 1 | 65535
NOSE | https://confluence.oceanobservatories.org/display/CICG/HYPM_01_WFP_ACM | Mx | NPD5 | Mx_quantity_uint16_1 | 0 | quantity | uint16 |  | 1 | 65535
NOSE | https://confluence.oceanobservatories.org/display/CICG/HYPM_01_WFP_ACM | My | NPD6 | My_quantity_uint16_1 | 0 | quantity | uint16 |  | 1 | 65535
NOSE | https://confluence.oceanobservatories.org/display/CICG/HYPM_01_WFP_ACM | Mz | NPD7 | Mz_quantity_uint16_1 | 0 | quantity | uint16 |  | 1 | 65535
NOSE | https://confluence.oceanobservatories.org/display/CICG/HYPM_01_WFP_ACM | Pitch | NPD8 | Pitch_quantity_uint16_1 | 0 | quantity | uint16 |  | 1 | 65535
NOSE | https://confluence.oceanobservatories.org/display/CICG/HYPM_01_WFP_ACM | Roll | NPD9 | Roll_quantity_uint16_1 | 0 | quantity | uint16 |  | 1 | 65535
NOSE |  | upload_time | NPD10 | upload_time_quantity_float64_seconds_since_1900_01_01 | 0 | quantity | float64 |  | seconds since 1900-01-01 | -9999999 | Time, seconds since 1900-01-01
NOSE |  | oxygen | NPD11 | oxygen_sensor_hertz | 0 | quantity | uint16 |  | Hz | -9999 | Oxygen, Hz
BETA |  | salinity | PD923 | salinity_function_float32_1 | 0 | function | float32 |  | 1 | -9999999 | Practical Salinity | 3 |  | PFID26 | {'c':'PD1', 't':'PD6', 'p':'PD2'} |  | PRACSAL | sea_water_practical_salinity | PRACSAL_L2 |  | Practical Salinity is defined on the Practical Salinity Scale of 1978 (PSS-78) and is calculated from the electrical conductivity of sea water (as well as temperature and pressure).
BETA |  | density | PD924 | density_function_float32_kg_m_3 | 0 | function | float32 |  | kg m-3 | -9999999 | Density, kg m-3 | 4 |  | PFID27 | {'SP':'PD923','t':'PD6','p':'PD2','lat':'PD8','lon':'PD9'} |  | DENSITY | sea_water_density | DENSITY_L2 |  | The density of seawater in kg m-3 computed using the TEOS-10 equations with data from the conductivity, temperature and depth (CTD) family of instruments.
CW_TEST | PCO2W | cycle_rate | PD925 | cycle_rate_quantity_uint8_s | 0 | quantity | uint8 |  | s | 0 | Cycle Rate, s | 0 | [8 empty] | Cycle rate, computed by device | Reviewed-KS
CW_TEST | PCO2W | absorbance_ratio_434 | PD926 | absorbance_ratio_434_function_float32_counts | 0 | function | float32 |  | counts | -9999999 | Absorbance Ratio at 434 nm, counts | 0 |  | PFID39 | {'light':'PD357'} | [6 empty] | Ready for review
CW_TEST | PCO2W | absorbance_ratio_620 | PD927 | absorbance_ratio_620_function_float32_counts | 0 | function | float32 |  | counts | -9999999 | Absorbance Ratio at 620 nm, counts | 0 |  | PFID40 | {'light':'PD357'} | [6 empty] | Ready for review
CW_TEST | PCO2W | absorbance_blank_434 | PD928 | absorbance_blank_434_function_float32_1 | 0 | function | float32 |  | 1 | -9999999 | Absorbance Blank at 434 nm | 4 |  | PFID41 | {'mtype':'PD355','light':'PD357','a434blnk':'PD926'} |  |  |  | CO2ABS1_L0 |  | The Optical Absorbance ratio at 434 nm collected during the blank cycle and used to calculate the PCO2WAT data product. | Ready for review
CW_TEST | PCO2W | absorbance_blank_620 | PD929 | absorbance_blank_620_function_float32_1 | 0 | function | float32 |  | 1 | -9999999 | Absorbance Blank at 620 nm | 4 |  | PFID42 | {'mtype':'PD355','light':'PD357','a620blnk':'PD927'} |  |  |  | CO2ABS2_L0 |  | The Optical Absorbance ratio at 620 nm collected during the blank cycle and used to calculate the PCO2WAT data product. | Ready for review
CW_TEST | PCO2W | thermistor_temperature | PD930 | thermistor_temperature_function_float32_deg_C | OK | function | float32 |  | deg_C | -9999999 | Thermistor Temperature, deg_C | 4 |  | PFID43 | {'traw':'PD359'} | [6 empty] | Ready for review
CW_TEST | PCO2W | pco2_seawater | PD931 | pco2_seawater_function_float32_uatm | 0 | function | float32 |  | uatm | -9999999 | Partial Pressure of CO2 in Water, uatm | 4 |  | PFID44 | {'mtype':'PD355','light':'PD357','therm':'PD930','ea434':'CC_ea434','eb434':'CC_eb434','ea620':'CC_ea620','eb620':'CC_eb620','calt':'CC_calt','cala':'CC_cala','calb':'CC_calb','calc':'CC_calc','a434blnk':'PD928','a620blnk':'PD929'} |  | PCO2WAT |  | PCO2WAT_L1 |  | The partial pressure of carbon dioxide (pCO2) in seawater, which is the pressure that would be exerted by CO2 if all other gasses were removed. | Ready for review
CW_TEST,SP_MFLM | PHSEN | thermistor_start | PD932 | thermistor_start_quantity_int16_counts | 0 | quantity | int16 |  | counts | -9999 | Thermistor Resistivity at Start of Measurement, counts | 0 | [8 empty] | Starting thermistor value | Reviewed-KS
CW_TEST,SP_MFLM | PHSEN | reference_light_measurements | PD933 | reference_light_measurements_array_quantity_int16_counts | 0 | array<quantity> | int16 |  | counts | -9999 | Array of Reference Light Measurements, counts | 0 | [8 empty] | Array of reference light measurements | Reviewed-KS
CW_TEST,SP_MFLM | PHSEN | light_measurements | PD934 | light_measurements_array_quantity_int16_counts | OK | array<quantity> | int16 |  | counts | -9999 | Array of Light Measurements, counts | 0 | [8 empty] | Array of light measurements. | Reviewed-KS
CW_TEST,SP_MFLM | PHSEN | thermistor_end | PD935 | thermistor_end_quantity_int16_counts | 0 | quantity | int16 |  | counts | -9999 | Thermistor Resistivity at End of Measurement, counts | 0 | [6 empty] | ABSTHRM_L0 |  | Thermistor resistivity with a DC volt range of 0 to 5 | Reviewed-KS
CW_TEST | PHSEN | signal_intensity_434 | PD936 | signal_intensity_434_function_float32_counts | 0 | function | float32 |  | counts | -9999999 | Signal Intensity at 434 nm, counts | 0 |  | PFID45 | {'light':'PD934'} |  |  |  | PH343SI_L0 |  | Signal intensity at 434nm ranging from 0 to 4096 (corresponds to a direct current volt range of 0 to 5) | Reviewed-KS
CW_TEST | PHSEN | signal_intensity_578 | PD937 | signal_intensity_578_function_float32_counts | 0 | function | float32 |  | counts | -9999999 | Signal Intensity at 578 nm, counts | 0 |  | PFID46 | {'light':'PD934'} |  |  |  | PH578SI_L0 |  | Signal intensity at 578nm ranging from 0 to 4096 (corresponds to a direct current volt range of 0 to 5) | Reviewed-KS
CW_TEST | PHSEN | thermistor_temperature | PD938 | thermistor_temperature_function_float32_deg_C | OK | function | float32 |  | deg_C | -9999999 | Thermistor Temperature at End of Measurement cycle, deg_C | 4 |  | PFID47 | {'traw':'PD935'} | [6 empty] | Reviewed-KS
CW_TEST | PHSEN | ph_seawater | PD939 | ph_seawater_function_float32_1 | 0 | function | float32 |  | 1 | -9999999 | pH of Seawater | 4 |  | PFID48 | {'ref':'PD933','light':'PD934','therm':'PD938','ea434':'CC_ea434','eb434':'CC_eb434','ea578':'CC_ea578','eb578':'CC_eb578'} |  | PHWATER | sea_water_ph_reported_on_total_scale | PHWATER_L1 |  | A measure of the acidity or basicity of a seawater sample on the total hydrogen ion scale (pH_T) used for CO2 system calculations, nominally the concentration of hydrogen ions in seawater. | Reviewed-KS
SP_TEST,SP_MFLM | DOSTA | estimated_oxygen_concentration | PD940 | estimated_oxygen_concentration_quantity_float32_um_L_1 | 0 | quantity | float32 |  | um L-1 | -9999999 | Temperature Compensated Dissolved Oxygen Concentration, µmol/L | 3 | [8 empty] | Temperature compensated estimate of the dissolved oxygen concentration in umol/l.
SP_TEST,SP_MFLM | DOSTA | estimated_oxygen_saturation | PD941 | estimated_oxygen_saturation_quantity_float32_percent | 0 | quantity | float32 |  | percent | -9999999 | Air Saturation, percent | 3 | [8 empty] | Relative air saturation.
SP_TEST,SP_MFLM | DOSTA | optode_temperature | PD942 | optode_temperature_quantity_float32_deg_C | 0 | quantity | float32 |  | deg_C | -9999999 | Oxygen Sensor Temperature, deg C | 3 | [8 empty] | Oxygen sensor ambient temperature
SP_TEST,SP_MFLM | DOSTA | calibrated_phase | PD943 | calibrated_phase_quantity_float32_degrees | 0 | quantity | float32 |  | degrees | -9999999 | Calibrated Phase Difference, degrees | 3 | [6 empty] | DOCONCS_L0 |  | Calibrated phase difference, used to calculate temperature compensated oxygen concentration.
SP_TEST,SP_MFLM | DOSTA | temp_compensated_phase | PD944 | temp_compensated_phase_quantity_float32_degrees | 0 | quantity | float32 |  | degrees | -9999999 | Temperature Compensated Phase, degrees | 3 | [8 empty] | Temerature compensated phase.
SP_TEST,SP_MFLM | DOSTA | blue_phase | PD945 | blue_phase_quantity_float32_degrees | 0 | quantity | float32 |  | degrees | -9999999 | Blue Light Phase, degrees | 3 | [8 empty] | Phase measurement with blue excitation.
SP_TEST,SP_MFLM | DOSTA | red_phase | PD946 | red_phase_quantity_float32_degrees | 0 | quantity | float32 |  | degrees | -9999999 | Red Light Phase, degrees | 3 | [8 empty] | Phase measurement with red excitation.
SP_TEST,SP_MFLM | DOSTA | blue_amplitude | PD947 | blue_amplitude_quantity_float32_mV | 0 | quantity | float32 |  | mV | -9999999 | Blue Light Amplitude, mV | 1 | [8 empty] | Amplitude measurement with blue excitation.
SP_TEST,SP_MFLM | DOSTA | red_amplitude | PD948 | red_amplitude_quantity_float32_mV | 0 | quantity | float32 |  | mV | -9999999 | Red Light Amplitude, mV | 1 | [8 empty] | Amplitude measurement with red excitation.
SP_TEST,SP_MFLM | DOSTA | raw_temperature | PD949 | raw_temperature_quantity_float32_mV | 0 | quantity | float32 |  | mV | -9999999 | Thermistor Voltage, mV | 1 | [8 empty] | Raw temperature, voltage from thermistor.
SP_TEST | DOSTA | svu_cal_coefs | PD950 | svu_cal_coefs_array_quantity_float32_1 | 0 | array<quantity> | float32 |  | 1 | -9999999 | Stern-Volmer-Uchida Calibration Coefficients (csv) | 6 | [8 empty] | The 7 calibration coefficients used in the Stern-Volmer-Uchida equation required for OOI DOCONCS.
VOID | DOSTA | svu_cal_coef2 | PD951 | svu_cal_coef2_quantity_float32_1 | 0 | quantity | float32 |  | 1 | -9999999 | Stern-Volmer-Uchida Calibration Coefficient 2 (csv2) | 6
VOID | DOSTA | svu_cal_coef3 | PD952 | svu_cal_coef3_quantity_float32_1 | 0 | quantity | float32 |  | 1 | -9999999 | Stern-Volmer-Uchida Calibration Coefficient 3 (csv3) | 6
VOID | DOSTA | svu_cal_coef4 | PD953 | svu_cal_coef4_quantity_float32_1 | 0 | quantity | float32 |  | 1 | -9999999 | Stern-Volmer-Uchida Calibration Coefficient 4 (csv4) | 6
VOID | DOSTA | svu_cal_coef5 | PD954 | svu_cal_coef5_quantity_float32_1 | 0 | quantity | float32 |  | 1 | -9999999 | Stern-Volmer-Uchida Calibration Coefficient 5 (csv5) | 6
VOID | DOSTA | svu_cal_coef6 | PD955 | svu_cal_coef6_quantity_float32_1 | 0 | quantity | float32 |  | 1 | -9999999 | Stern-Volmer-Uchida Calibration Coefficient 6 (csv6) | 6
VOID | DOSTA | svu_cal_coef7 | PD956 | svu_cal_coef7_quantity_float32_1 | 0 | quantity | float32 |  | 1 | -9999999 | Stern-Volmer-Uchida Calibration Coefficient 7 (csv7) | 6
SP_TEST | DOSTA | tc_oxygen | PD957 | tc_oxygen_function_float32_µmol_L_1 | 0 | function | float32 |  | µmol L-1 | -9999999 | Temperature Compensated Dissolved Oxygen Concentration, µmol/L |  |  | PFID59 | {'calphase':'PD943', 'do_temp':'PD942', 'csv':'PD950'} |  | DOCONCS |  | DOCONCS_L1 |  | Temperature Compensated Dissolved Oxygen Concentration as calculated by the Stern-Volmer-Uchida equation. Not yet compensated for salinity or depth. Used to calculate the L2 salinity and depth compensated dissolved oxygen concentration.
CW_TEST | ADCP | eastward_seawater_velocity | PD958 | eastward_seawater_velocity_function_float32_m_s_1 | OK | function | float32 |  | m s-1 | -9999999 | Eastward Sea Water Velocity, m s-1 | 4 |  | PFID49 | {'u':'PD714','v':'PD715','z':'PD671','lat':'PD1556','lon':'PD1557','dt':'PD7'} |  | VELPROF-VLE | eastward_sea_water_velocity | VELPROF-VLE_L1 |  | Eastward sea water velocity component in Earth coordinates with the magnetic variation accounted for. | Reviewed-KS
CW_TEST | ADCP | northward_seawater_velocity | PD959 | northward_seawater_velocity_function_float32_m_s_1 | OK | function | float32 |  | m s-1 | -9999999 | Northward Sea Water Velocity, m s-1 | 4 |  | PFID50 | {'u':'PD714','v':'PD715','z':'PD671','lat':'PD1556','lon':'PD1557','dt':'PD7'} |  | VELPROF-VLN | northward_sea_water_velocity | VELPROF-VLN_L1 |  | Northward sea water velocity component in Earth coordinates with the magnetic variation accounted for. | Reviewed-KS
CW_TEST | ADCP | upward_seawater_velocity | PD960 | upward_seawater_velocity_function_float32_m_s_1 | OK | function | float32 |  | m s-1 | -9999999 | Upward Sea Water Velocity, m s-1 | 4 |  | PFID38 | {'vel':'PD716'} |  | VELPROF-VLU | upward_sea_water_velocity | VELPROF-VLU_L1 |  | Upward sea water velocity component in Earth coordinates. | Reviewed-KS
CW_TEST | ADCP | error_velocity | PD961 | error_velocity_function_float32_m_s_1 | OK | function | float32 |  | m s-1 | -9999999 | Error Velocity, m s-1 | 4 |  | PFID38 | {'vel':'PD717'} |  | VELPROF-EVL |  | VELPROF-EVL_L1 |  | Error sea water velocity component. | Reviewed-KS
OPTAA | OPTAA | beam_attenuation | PD962 | beam_attenuation_function_float32_m_1 | 0 | function | float32 |  | m-1 | -9999999 | Beam Attenuation, m-1 | 6 |  | PFID51 | {'cref':'PD595','csig':'PD597','traw':'PD590','cwl':'CC_cwlngth','coff':'CC_ccwo','tcal':'CC_tcal','tbins':'CC_tbins','tc_arr':'CC_tcarray','T':'PD908','PS':'PD911'} |  | OPTATTN |  | OPTATTN_L2 |  | Beam attenuation coefficient for water impurities (particulate and dissolved material) corrected for temperature and salinity effects. | Ready for review
OPTAA | OPTAA | optical_absorption | PD963 | optical_absorption_function_float32_m_1 | 0 | function | float32 |  | m-1 | -9999999 | Optical Absorption, m-1 | 6 |  | PFID52 | {'aref':'PD596','asig':'PD598','traw':'PD590','awl':'CC_awlngth','aoff':'CC_acwo','tcal':'CC_tcal','tbins':'CC_tbins','ta_arr':'CC_taarray','cpd_ts':'PD962','cwl':'CC_cwlngth','T':'PD908','PS':'PD911'} |  | OPTABSN |  | OPTABSN_L2 |  | Absorbtion coefficient for water impurities (particulate and dissolved material) with temperature, salinity and scattering corrections applied. | Ready for review
SP_TEST | DOSTA, CTDBP | ctdbp_tc_oxygen | PD964 | ctdbp_tc_oxygen_function_float32_µmol_L_1 | 0 | function | float32 |  | µmol L-1 | -9999999 | Temperature Compensated Dissolved Oxygen Concentration, µmol/L | 4 |  | PFID60 | {'o2_counts':'PD197'} |  | DOCONCS |  | DOCONCS_L1 |  | L1 Temperature Compensated Dissolved Oxygen Concentration (DOCONCS) in µmol/L from a DOSTA that is integrated into a CTDBP
BETA | TRHPH | vent_fluid_temperaure | PD965 | vent_fluid_temperaure_function_float32_deg_C | 0 | function | float32 |  | deg_C | -9999999 | Vent Fluid Temperature from TRHPH, deg_C | 1 |  | PFID63 | {'V_s':'PD428','V_c':'PD430','a':'CC_a','b':'CC_b','c':'CC_c','d':'CC_d','e':'CC_e'} |  | TRHPHTE |  | TRHPHTE_L1 |  | Vent Fluid Temperature from the TRHPH instrument series measured in degrees C | Ready for review
BETA | TRHPH | vent_fluid_chloride_conc | PD966 | vent_fluid_chloride_conc_function_float32_mmol_kg_1 | 0 | function | float32 |  | mmol kg-1 | -9999999 | Vent Fluid Chloride Concentration from TRHPH, mmol kg-1 | 0 |  | PFID64 | {'V_R1':'PD421','V_R2':'PD422','V_R3':'PD423','T':'PD965'} |  | TRHPHCC |  | TRHPHCC_L2 |  | Vent Fluid Chloride Concentration from the TRHPH instrument series measured in millimoles per kilogram | Ready for review
BETA | TRHPH | vent_fluid_orp | PD967 | vent_fluid_orp_function_float32_mV | 0 | function | float32 |  | mV | -9999999 | Vent Fluid Oxidation-Reduction Potential from TRHPH, mV | 0 |  | PFID65 | {'ORP_V':'PD427','offset':'CC_offset','gain':'CC_gain'} |  | TRHPHEH |  | TRHPHEH_L1 |  | Vent Fluid Oxidation-Reduction Potential from the TRHPH instrument series measured using Pt-Ag/AgCl electrode pairs. | Ready for review
VOID | VEL3D-B | fractional_second | PD968 | fractional_second_quantity_float32_s | 0 | quantity | float32 |  | s | -9999999 |  | 2 | [8 empty] | fractional seconds of the date time string
BETA | VEL3D-B | velocity_offset_a | PD969 | velocity_offset_a_array_quantity_str_counts | 0 | array<quantity> | str |  | counts | empty | Beam A velocity offset | 0 | [8 empty] | Calibrated velocity offset for acoustic beam A in 2s complement Hexidecimal
BETA | VEL3D-B | velocity_offset_b | PD970 | velocity_offset_b_array_quantity_str_counts | 0 | array<quantity> | str |  | counts | empty | Beam B velocity offset | 0 | [8 empty] | Calibrated velocity offset for acoustic beam B in 2s complement Hexidecimal
BETA | VEL3D-B | velocity_offset_c | PD971 | velocity_offset_c_array_quantity_str_counts | 0 | array<quantity> | str |  | counts | empty | Beam C velocity offset | 0 | [8 empty] | Calibrated velocity offset for acoustic beam C in 2s complement Hexidecimal
BETA | VEL3D-B | velocity_offset_d | PD972 | velocity_offset_d_array_quantity_str_counts | 0 | array<quantity> | str |  | counts | empty | Beam D velocity offset | 0 | [8 empty] | Calibrated velocity offset for acoustic beam D in 2s complement Hexidecimal
BETA | VEL3D-B | compass_offset_0 | PD973 | compass_offset_0_quantity_int32_1 | 0 | quantity | int32 |  | 1 | -9999999 | Compass offset 0 | 0 | [8 empty] | Calibrated compass offset 0
BETA | VEL3D-B | compass_offset_1 | PD974 | compass_offset_1_quantity_int32_1 | 0 | quantity | int32 |  | 1 | -9999999 | Compass offset 1 | 0 | [8 empty] | Calibrated compass offset 1
BETA | VEL3D-B | compass_offset_2 | PD975 | compass_offset_2_quantity_int32_1 | 0 | quantity | int32 |  | 1 | -9999999 | Compass offset 2 | 0 | [8 empty] | Calibrated compass offset 2
BETA | VEL3D-B | compass_scale_factor_0 | PD976 | compass_scale_factor_0_quantity_float32_1 | 0 | quantity | float32 |  | 1 | -9999999 | Compass scale factor 0 | 3 | [8 empty] | Calibrated compass scale factor 0
BETA | VEL3D-B | compass_scale_factor_1 | PD977 | compass_scale_factor_1_quantity_float32_1 | 0 | quantity | float32 |  | 1 | -9999999 | Compass scale factor 1 | 3 | [8 empty] | Calibrated compass scale factor 1
BETA | VEL3D-B | compass_scale_factor_2 | PD978 | compass_scale_factor_2_quantity_float32_1 | 0 | quantity | float32 |  | 1 | -9999999 | Compass scale factor 2 | 3 | [8 empty] | Calibrated compass scale factor 2
BETA | VEL3D-B | tilt_offset_pitch | PD979 | tilt_offset_pitch_quantity_int16_degrees | 0 | quantity | int16 |  | degrees | -9999 | Pitch offset | 0 | [8 empty] | Calibrated pitch offset
BETA | VEL3D-B | tilt_offset_roll | PD980 | tilt_offset_roll_quantity_int16_degrees | 0 | quantity | int16 |  | degrees | -9999 | Roll offset | 0 | [8 empty] | Calibrated roll offset
BETA | VEL3D-B | burst_interval_days | PD981 | burst_interval_days_quantity_int16_d | 0 | quantity | int16 |  | d | -9999 | Burst interval days | 0 | [8 empty] | Days component of the burst interval. Burst interval = days+hours+minutes+seconds.
BETA | VEL3D-B | burst_interval_hours | PD982 | burst_interval_hours_quantity_int16_h | 0 | quantity | int16 |  | h | -9999 | Burst interval hours | 0 | [8 empty] | Hours component of the burst interval. Burst interval = days+hours+minutes+seconds.
BETA | VEL3D-B | burst_interval_minutes | PD983 | burst_interval_minutes_quantity_int16_min | 0 | quantity | int16 |  | min | -9999 | Burst interval minutes | 0 | [8 empty] | Minutes component of the burst interval. Burst interval = days+hours+minutes+seconds.
BETA | VEL3D-B | burst_interval_seconds | PD984 | burst_interval_seconds_quantity_int16_s | 0 | quantity | int16 |  | s | -9999 | Burst interval seconds | 0 | [8 empty] | Seconds component of the burst interval. Burst interval = days+hours+minutes+seconds.
JN |  | conductivity_ctd_l1 | PD985 | conductivity_ctd_l1_function_float32_S_m_1 | 0 | function | float32 |  | S m-1 | -9999999 | Conductivity |  |  | PFID9 | { 'conductivity': 'PD1' }
JN |  | temperature_ctd_l1 | PD986 | temperature_ctd_l1_function_float32_deg_C | 0 | function | float32 |  | deg_C | -9999999 | Temperature |  |  | PFID11 | temperature: PD6
JN |  | pressure_ctd_l1 | PD987 | pressure_ctd_l1_function_float32_dbar | 0 | function | float32 |  | dbar | -9999999 | Pressure |  |  | PFID10 | pressure: PD2
VOID |  | salinity_ctd_l2 | PD988 | salinity_ctd_l2_function_float32_g_kg_1 | 1 | function | float32 |  | g kg-1 | -9999999 | Salinity |  |  | PFID13 | conductivity: PD985, temp: PD986, pressure: PD987
VOID |  | density_ctd_l2 | PD989 | density_ctd_l2_function_float32_kg_m_3 | 1 | function | float32 |  | kg m-3 | -9999999 | Density |  |  | PFID12 | conductivity: PD985, temp: PD986, pressure: PD987, lat: PD8, lon: PD9
SP_TEST | CTDBP-NO, DOSTA | ctdbp_abs_oxygen | PD990 | ctdbp_abs_oxygen_function_float32_umol_kg_1 | 0 | function | float32 |  | umol kg-1 | -9999999 | Salinity Corrected Dissolved Oxygen Concentration, µmol/kg | 4 |  | PFID61 | {'DO':'PD964','do_temp':'PD908', 'P':'PD909','T':'PD908','SP':'PD911','lat':'PD1556','lon':'PD1557'} |  | DOCONCS | moles_of_oxygen_per_unit_mass_in_sea_water | DOCONCS_L2 |  | The OOI Level 2 Oxygen Concentration core data product DOCONCS is computed by applying a salinity and depth correction to the L1 data product DOCONCS from a DOSTA integrated with a CTDBP, using the L2 Practical Salinity (PRACSAL), L1 Pressure (PRESWAT), and L1 Temperature (TEMPWAT), from the CTDBP. |  |  | Oxygen Concentration from "Stable" Instruments
JN |  | salinity_ctd_l2 | PD988 | salinity_ctd_l2_function_float32_g_kg_1 | 1 | function | float32 |  | g kg-1 | -9999999 | Salinity |  |  | PFID26 | c:PD1,t:PD6,p:PD2
JN |  | density_ctd_l2 | PD989 | density_ctd_l2_function_float32_kg_m_3 | 1 | function | float32 |  | kg m-3 | -9999999 | Density |  |  | PFID27 | {'SP':'PD988','t':'PD6','p':'PD2','lat':'PD8','lon':'PD9'}
CW_TEST | PCO2A | begin_measurement | PD991 | begin_measurement_constant_str_S5_1 | 0 | constant<str> | S5 |  | 1 | empty | Begin Measurement
CW_TEST | PCO2A | zero_a2d | PD992 | zero_a2d_quantity_int16_counts | 0 | quantity | int16 |  | counts | -9999 | Zero A/D, counts
CW_TEST | PCO2A | current_a2d | PD993 | current_a2d_quantity_int16_counts | 0 | quantity | int16 |  | counts | -9999 | Current A/D, counts
CW_TEST | PCO2A | measured_air_co2 | PD994 | measured_air_co2_quantity_float32_ppm | 0 | quantity | float32 |  | ppm | -9999999 | CO2 Mole Fraction in Air, uatm | 3 | [6 empty] | XCO2ATM_L0 |  | The OOI Level 0 CO2 Mole Fraction in Air (XCO2ATM) core data product produced by the PCO2A series of instruments
CW_TEST | PCO2A | measured_water_co2 | PD995 | measured_water_co2_quantity_float32_deg_C | 0 | quantity | float32 |  | ppm | -9999999 | CO2 Mole Fraction in Surface Seawater, uatm | 3 | [6 empty] | XCO2SSW_L0 |  | The OOI Level 0 CO2 Mole Fraction in Surface Seawater (XCO2SSW) core data product produced by the PCO2A series of instruments
CW_TEST | PCO2A | avg_irga_temperature | PD996 | avg_irga_temperature_quantity_float32_mbar | 0 | quantity | float32 |  | deg_C | -9999999 | Average IRGA Temperature, deg_C | 1
CW_TEST | PCO2A | humidity | PD997 | humidity_quantity_float32_deg_C | 0 | quantity | float32 |  | mbar | -9999999 | Humidity, mbar | 4
CW_TEST | PCO2A | humidity_temperature | PD998 | humidity_temperature_quantity_float32_1 | 0 | quantity | float32 |  | deg_C | -9999999 | Humidity Sensor Temperature, deg_C | 4
CW_TEST | PCO2A | gas_stream_pressure | PD999 | gas_stream_pressure_quantity_int16_deg_C | 0 | quantity | int16 |  | 1 | -9999 | Gas Stream Pressure, gas tension | [7 empty] | PRESAIR_L0 |  | The OOI Level 0 Gas Stream Pressure (PRESAIR) core data product produced by the PCO2A series of instruments
CW_TEST | PCO2A | irga_detector_temperature | PD1000 | irga_detector_temperature_quantity_float32_deg_C | 0 | quantity | float32 |  | deg_C | -9999999 | IRGA Detector Instrument, deg_C | 1
CW_TEST | PCO2A | irga_source_temperature | PD1001 | irga_source_temperature_quantity_float32_deg_C | 0 | quantity | float32 |  | deg_C | -9999999 | IRGA Source Temperature, deg_C | 1
CW_TEST | PCO2A | partial_pressure_co2_atm | PD1002 | partial_pressure_co2_atm_function_float32_mol_m_2_s_1 | 0 | function | float32 |  | mol m-2 s-1 | -9999999 | Partial Pressure of CO2 in Air, mol m-2 s-1 | 3 |  | PFID67 | {'xCO2':'PD994','p':'PD999'} |  | PCO2ATM |  | PCO2ATM_L1 |  | The OOI Level 1 Partial Pressure of CO2 in Air core data product (PCO2ATM) is computed from the CO2 Mole Fraction in Air (XCO2ATM) core data product produced by the PCO2A series of instruments
CW_TEST | PCO2A | partial_pressure_co2_ssw | PD1003 | partial_pressure_co2_ssw_function_float32_mol_m_2_s_1 | 0 | function | float32 |  | mol m-2 s-1 | -9999999 | Partial Pressure of CO2 in Surface Seawater, mol m-2 s-1 | 3 |  | PFID67 | {'xCO2':'PD995','p':'PD999'} |  | PCO2SSW |  | PCO2SSW_L1 |  | The OOI Level 1 Partial Pressure of CO2 in Surface Seawater core data product (PCO2SSW) is computed from the CO2 Mole Fraction in Surface Seawater (XCO2SSW) core data product produced by the PCO2A series of instruments
SP_TEST | DOSTA | product_name | PD1004 | product_name_array_quantity_str_1 | 0 | array<quantity> | str |  | 1 | empty | Product Name | 0 | [8 empty] | Aanderaa product name.
SP_TEST,SP_MFLM | DOSTA | product_number | PD1005 | product_number_quantity_uint16_1 | 0 | quantity | uint16 |  | 1 | 0 | Product Number | 0 | [8 empty] | Aanderaa product/model number.
SP_TEST,SP_MFLM | DOSTA | serial_number | PD1006 | serial_number_quantity_uint16_1 | 0 | quantity | uint16 |  | 1 | 0 | Serial Number | 0 | FALSE | [7 empty] | Instrument serial number.
SP_TEST | DOSTA | software_id | PD1007 | software_id_quantity_uint32_1 | 0 | quantity | uint32 |  | 1 | 0 | Software ID | 0 | [8 empty] | Software identifier code.
SP_TEST | DOSTA | software_version | PD1008 | software_version_array_quantity_int8_1 | 0 | array<quantity> | int8 |  | 1 | -99 | Software Version (Major, Minor, Build) | 0 | [8 empty] | Software version array (major, minor, build).
SP_TEST | DOSTA | node_description | PD1009 | node_description_array_quantity_str_1 | 0 | array<quantity> | str |  | 1 | empty | Node Description | 0 | [8 empty] | User entered text for describing the node, placement, etc.
SP_TEST | DOSTA | owner_description | PD1010 | owner_description_array_quantity_str_1 | 0 | array<quantity> | str |  | 1 | empty | Owner | 0 | [8 empty] | User entered text about the owner of the instrument.
SP_TEST | DOSTA | salinity_comp | PD1011 | salinity_comp_quantity_float32_1 | 0 | quantity | float32 |  | 1 | -9999999 | Compensation Salinity | 2 | [8 empty] | The salinity value used for salinity compensation. Zero if calculated external to the instrument. OOI will use values from collocated CTD.
SP_TEST | DOSTA | phase_coef | PD1012 | phase_coef_array_quantity_float32_1 | 0 | array<quantity> | float32 |  | 1 | -9999999 | Phase Coefficients | 2 | [8 empty] | The PhaseCoef sensor property in the manual.
SP_TEST | DOSTA | foil_id | PD1013 | foil_id_array_quantity_str_1 | 0 | array<quantity> | str |  | 1 | empty | Foil ID | 0 | [8 empty] | The FoilID sensor property in the manual.
SP_TEST | DOSTA | foil_coef_a | PD1014 | foil_coef_a_array_quantity_float32_1 | 0 | array<quantity> | float32 |  | 1 | -9999999 | Foil Coefficients A | 6 | [8 empty] | The FoilCoefA sensor property in the manual.
SP_TEST | DOSTA | foil_coef_b | PD1015 | foil_coef_b_array_quantity_float32_1 | 0 | array<quantity> | float32 |  | 1 | -9999999 | Foil Coefficients B | 6 | [8 empty] | The FoilCoefB sensor property in the manual.
SP_TEST | DOSTA | foil_poly_deg_t | PD1016 | foil_poly_deg_t_array_quantity_int8_1 | 0 | array<quantity> | int8 |  | 1 |  | Foil Polynomial Temperature Exponent Coefficients | 0 | [8 empty] | The FoilPolyDegT sensor property in the manual.
SP_TEST | DOSTA | foil_poly_deg_o | PD1017 | foil_poly_deg_o_array_quantity_int8_1 | 0 | array<quantity> | int8 |  | 1 |  | Foil Polynomial Oxygen Exponent Coefficients | 0 | [8 empty] | The FoilPolyDegO sensor property in the manual.
SP_TEST | DOSTA | conc_coefs | PD1018 | conc_coefs_array_quantity_float32_1 | 0 | array<quantity> | float32 |  | 1 | -9999999 | Concentration Coefficients | 2 | [8 empty] | The ConcCoefs sensor property in the manual.
SP_TEST | DOSTA | nom_air_press | PD1019 | nom_air_press_quantity_float32_hPa | 0 | quantity | float32 |  | hPa | -9999999 | Nominal Air Pressure | 2 | [8 empty] | The NomAirPress sensor property in the manual.
SP_TEST | DOSTA | nom_air_mix | PD1020 | nom_air_mix_quantity_float32_hPa | 0 | quantity | float32 |  | hPa | -9999999 | Nominal Air Mix | 2 | [8 empty] | The NomAirMix sensor property in the manual.
SP_TEST | DOSTA | cal_data_sat | PD1021 | cal_data_sat_array_quantity_float32_degrees | 0 | array<quantity> | float32 |  | degrees | -9999999 | Calibration Data for 100% Saturation | 2 | [8 empty] | The CalDataSat sensor property in the manual.
SP_TEST | DOSTA | cal_data_air_press | PD1022 | cal_data_air_press_quantity_float32_hPa | 0 | quantity | float32 |  | hPa | -9999999 | Calibration Data for Air Pressure | 3 | [8 empty] | The CalDataAirPress sensor property in the manual.
SP_TEST | DOSTA | cal_data_zero | PD1023 | cal_data_zero_array_quantity_float32_degrees | 0 | array<quantity> | float32 |  | degrees | -9999999 | Calibration Data for 0% Saturation | 3 | [8 empty] | The CalDataZero sensor property in the manual.
SP_TEST | DOSTA | red_reference | PD1024 | red_reference_boolean_int8_1 | 0 | boolean | int8 |  | 1 | -99 | Enable Red Reference | 0 | [8 empty] | Reveals if the red light reference sample is enabled.
SP_TEST | DOSTA | red_ref_interval | PD1025 | red_ref_interval_quantity_int8_1 | 0 | quantity | int8 |  | 1 | -99 | Red Reference Interval | 0 | [8 empty] | The interval (in sample numbers) in which a red light reference sample is taken. E.g. A value of 10 takes a red reference every 10 samples.
SP_TEST | DOSTA | operation_mode | PD1026 | operation_mode_array_quantity_str_1 | 0 | array<quantity> | str |  | 1 | empty | Mode | 0 | [8 empty] | Displays which communication mode the device is currently operating in. Operation Mode: 'AiCaP', 'Smart Sensor Terminal', 'AADI Real_Time', or 'Analog Output'. Refer to the manual for a description of the modes.
SP_TEST | DOSTA | sleep_mode | PD1027 | sleep_mode_boolean_int8_1 | 0 | boolean | int8 |  | 1 | -99 | Enable Sleep Mode | 0 | [8 empty] | Reveals if the instrument has sleep mode enabled.
SP_TEST | DOSTA | polled_mode | PD1028 | polled_mode_boolean_int8_1 | 0 | boolean | int8 |  | 1 | -99 | Enable Polled Mode | 0 | [8 empty] | Reveals if the instrument has polled mode enabled.
SP_TEST | DOSTA | enable_text | PD1029 | enable_text_boolean_int8_1 | 0 | boolean | int8 |  | 1 | -99 | Enable Text | 0 | [8 empty] | Reveals if the instrument has enabled an informational text display at startup.
SP_TEST | DOSTA | decimal_format | PD1030 | decimal_format_boolean_int8_1 | 0 | boolean | int8 |  | 1 | -99 | Enable Decimal Format | 0
SP_TEST | DOSTA | temp_limits | PD1031 | temp_limits_array_quantity_float32_deg_C | 0 | array<quantity> | float32 |  | deg_C | -9999999 | Analog Temperature Limits | 2 | [8 empty] | The upper and lower limits for analog temperature output.
SP_TEST | DOSTA | conc_limits | PD1032 | conc_limits_array_quantity_float32_µmole_L_1 | 0 | array<quantity> | float32 |  | µmole L-1 | -9999999 | Analog Oxygen Concentration Limits | 2 | [8 empty] | The upper and lower limits of analog oxygen concentration output.
SP_TEST | DOSTA | sat_limits | PD1033 | sat_limits_array_quantity_float32_% | 0 | array<quantity> | float32 |  | % | -9999999 | Analog Saturation Limits | 2 | [8 empty] | The upper and lower limits of analog air saturation output.
SP_TEST | DOSTA | phase_limits | PD1034 | phase_limits_array_quantity_float32_degrees | 0 | array<quantity> | float32 |  | degrees | -9999999 | Analog Phase Limits | 2 | [8 empty] | The upper and lower limits of analog phase output.
SP_TEST | DOSTA | analog_output | PD1035 | analog_output_array_quantity_str_1 | 0 | array<quantity> | str |  | 1 | empty | Analog Output | 0 | [8 empty] | The property that is output on analog channel 1. Values can be 'O2Concentration', 'AirSaturation', or 'CalPhase'. Analog channel 2 always outputs temperature.
SP_TEST | DOSTA | analog_1_coefs | PD1036 | analog_1_coefs_array_quantity_float32_1 | 0 | array<quantity> | float32 |  | 1 | -9999999 | Analog Channel 1 Trim Coefficients | 2 | [8 empty] | User added trim coefficients (offset and slope) for analog channel 1.
SP_TEST | DOSTA | analog_2_coefs | PD1037 | analog_2_coefs_array_quantity_float32_1 | 0 | array<quantity> | float32 |  | 1 | -9999999 | Analog Channel 2 Trim Coefficients | 2 | [8 empty] | User added trim coefficients (offset and slope) for analog channel 2.
SP_TEST | DOSTA | air_saturation | PD1038 | air_saturation_boolean_int8_1 | 0 | boolean | int8 |  | 1 | -99 | Enable Air Saturation | 0 | [8 empty] | Reveals if air saturation output in the sample is enabled.
SP_TEST | DOSTA | enable_raw_data | PD1039 | enable_raw_data_boolean_int8_1 | 0 | boolean | int8 |  | 1 | -99 | Enable Raw Data | 0 | [8 empty] | Reveals if the instrument enables raw data output in the sample. The raw data values are: Calibrated phase, temperature compensated phase, blue light phase, red reference light phase, blue light amplitude, red reference light amplitude, and raw thermistor voltage.
SP_TEST | DOSTA | enable_temp | PD1040 | enable_temp_boolean_int8_1 | 0 | boolean | int8 |  | 1 | -99 | Enable Temperature | 0 | [8 empty] | Reveals if temperature output in the sample is enabled.
SP_TEST | DOSTA | humidity_comp | PD1041 | humidity_comp_boolean_int8_1 | 0 | boolean | int8 |  | 1 | -99 | Enable Humidity Compensation | 0 | [8 empty] | Reveals if the instrument has humidity compensation enabled.
SP_TEST | DOSTA | enable_svu | PD1042 | enable_svu_boolean_int8_1 | 0 | boolean | int8 |  | 1 | -99 | Enable Stern-Volmer-Uchida Formula | 0 | [8 empty] | Reveals if the temperature compensation is calculated using the Stern-Volmer-Uchida formula. The OOI DOCONCS DPS requires the use of the the SVU equation.
SP_TEST | DOSTA | sampling_interval | PD1043 | sampling_interval_quantity_float32_s | 0 | quantity | float32 |  | s | -9999999 | Sampling Interval | 3 | [8 empty] | The interval in seconds at which samples are taken.
SP_TEST | DOSTA | location_description | PD1044 | location_description_array_quantity_str_1 | 0 | array<quantity> | str |  | 1 | empty | Location | 0 | [8 empty] | User entered text about the instrument location (non geographic, see geographic position).
SP_TEST | DOSTA | geographic_position_description | PD1045 | geographic_position_description_array_quantity_str_1 | 0 | array<quantity> | str |  | 1 | empty | Geographic Position | 0 | [8 empty] | User entered text about the geographic position of the instrument.
SP_TEST | DOSTA | vertical_position_description | PD1046 | vertical_position_description_quantity_float32_1 | 0 | quantity | float32 |  | 1 | -9999999 | Vertical Position | default | [8 empty] | User entered vertical position of the instrument.
SP_TEST | DOSTA | reference_description | PD1047 | reference_description_array_quantity_str_1 | 0 | array<quantity> | str |  | 1 | empty | Reference | 0 | [8 empty] | User entered text for references.
SP_TEST | D1000 | temperature1 | PD1048 | temperature1_quantity_float32_deg_C | 0 | quantity | float32 |  | deg_C | -9999999 | Temperature 1 | 2
SP_TEST | D1000 | temperature2 | PD1049 | temperature2_quantity_float32_deg_C | 0 | quantity | float32 |  | deg_C | -9999999 | Temperature 2 | 2
SP_TEST | D1000 | temperature3 | PD1050 | temperature3_quantity_float32_deg_C | 0 | quantity | float32 |  | deg_C | -9999999 | Temperature 3 | 2
SP_TEST | METBK | barometric_pressure | PD1051 | barometric_pressure_quantity_float32_mbar | 0 | quantity | float32 |  | mbar | -9999999 | Barometric Pressure, mbar | 2 | [6 empty] | BARPRES_L0
SP_TEST | METBK | relative_humidity | PD1052 | relative_humidity_quantity_float32_% | 0 | quantity | float32 |  | % | -9999999 | Relative Humidity, % | 3 |  |  |  |  | RELHUMI | relative_humidity | RELHUMI_L1
SP_TEST | METBK | air_temperature | PD1053 | air_temperature_quantity_float32_deg_C | 0 | quantity | float32 |  | deg_C | -9999999 | Air Temperature | 3 |  |  |  |  | TEMPAIR | air_temperature | TEMPAIR_L1
SP_TEST | METBK | longwave_irradiance | PD1054 | longwave_irradiance_quantity_float32_W_m_2 | 0 | quantity | float32 |  | W m-2 | -9999999 | Longwave Irradiance | 1 |  |  |  |  | LONGIRR | downwelling_longwave_flux_in_air | LONGIRR_L1
SP_TEST | METBK | precipitation | PD1055 | precipitation_quantity_float32_mm | 0 | quantity | float32 |  | mm | -9999999 | Precipitation Level | 2 |  |  |  |  | PRECIPM | lwe_thickness_of_precipitation_amount | PRECIPM_L1
SP_TEST | METBK | sea_surface_temperature | PD1056 | sea_surface_temperature_quantity_float32_deg_C | 0 | quantity | float32 |  | deg_C | -9999999 | Sea Surface Temperature | 3 |  |  |  |  | TEMPSRF | sea_surface_temperature | TEMPSRF_L1
SP_TEST | METBK | sea_surface_conductivity | PD1057 | sea_surface_conductivity_quantity_float32_S_m_1 | 0 | quantity | float32 |  | S m-1 | -9999999 | Sea Surface Conductivity | 4 |  |  |  |  | CONDSRF |  | CONDSRF_L1
SP_TEST | METBK | shortwave_irradiance | PD1058 | shortwave_irradiance_quantity_float32_W_m_2 | 0 | quantity | float32 |  | W m-2 | -9999999 | Shorwave Irradiance | 1 |  |  |  |  | SHRTIRR | downwelling_shortwave_flux_in_air | SHRTIRR_L1
SP_TEST | METBK | eastward_wind_velocity | PD1059 | eastward_wind_velocity_quantity_float32_m_s_1 | 0 | quantity | float32 |  | m s-1 | -9999999 | Eastward Wind Velocity relative to Magnetic North | 2 | [6 empty] | WINDAVG-VLE_L0
SP_TEST | METBK | northward_wind_velocity | PD1060 | northward_wind_velocity_quantity_float32_m_s_1 | 0 | quantity | float32 |  | m s-1 | -9999999 | Northward Wind Velocity relative to Magnetic North | 2 | [6 empty] | WINDAVG-VLN_L0
SP_TEST | METBK | instrument_model | PD1061 | instrument_model_array_quantity_str_1 | 0 | array<quantity> | str |  | 1 | empty | Instrument Model | 0
SP_TEST | METBK | calibration_date | PD1062 | calibration_date_array_quantity_str_1 | 0 | array<quantity> | str |  | 1 | empty | Calibration Date | 0
SP_TEST | METBK | logging_interval | PD1063 | logging_interval_quantity_uint16_s | 0 | quantity | uint16 |  | s | 0 | Logging interval | 0
SP_TEST | METBK | current_tick | PD1064 | current_tick_quantity_uint16_s | 0 | quantity | uint16 |  | s | 0 | Current Second of Logging Interval | 0
SP_TEST | METBK | recent_record_interval | PD1065 | recent_record_interval_quantity_uint8_min | 0 | quantity | uint8 |  | min | 0 | Recent Record Interval (R-interval) | 0
SP_TEST | METBK | flash_card_presence | PD1066 | flash_card_presence_boolean_int8_1 | 0 | boolean | int8 |  | 1 | -99 | Flash Card Presence | 0
SP_TEST | METBK | ptt_id1 | PD1067 | ptt_id1_array_quantity_str_1 | 0 | array<quantity> | str |  | 1 | empty | PPT ID#1 Hex message | 0
SP_TEST | METBK | ptt_id2 | PD1068 | ptt_id2_array_quantity_str_1 | 0 | array<quantity> | str |  | 1 | empty | PPT ID#2 Hex message | 0
SP_TEST | METBK | ptt_id3 | PD1069 | ptt_id3_array_quantity_str_1 | 0 | array<quantity> | str |  | 1 | empty | PPT ID#3 Hex message | 0
SP_TEST | METBK | failure_messages | PD1070 | failure_messages_array_quantity_str_1 | 0 | array<quantity> | str |  | 1 | empty | Failure messages | 0
SP_TEST | METBK | sampling_state | PD1071 | sampling_state_array_quantity_str_1 | 0 | array<quantity> | str |  | 1 | -99 | Sampling Status | 0 | [8 empty] | A sampling status message of 'GO' if sampling or 'STOPPED' if not sampling.
SP_TEST | METBK | barometric_pressure_l1 | PD1072 | barometric_pressure_l1_function_float32_Pa | 0 | function | float32 |  | Pa | -9999999 | Barometric Pressure, Pa | 2 |  | PFID68 | {'barpres':'PD1051'} |  | BARPRES | air_pressure_at_sea_level | BARPRES_L1
SP_TEST | METBK | eastward_wind_velocity_l1 | PD1073 | eastward_wind_velocity_l1_function_float32_m_s_1 | 0 | function | float32 |  | m s-1 | -9999999 | Eastward Wind Velocity relative to True North | 2 |  | PFID69 | {'uu':'PD1059','vv':'PD1060','lat':'PD1556','lon':'PD1557','timestamp':'PD7'} |  | WINDAVG-VLE | eastward_wind | WINDAVG-VLE_L1
SP_TEST | METBK | northward_wind_velocity_l1 | PD1074 | northward_wind_velocity_l1_function_float32_m_s_1 | 0 | function | float32 |  | m s-1 | -9999999 | Northward Wind Velocity relative to True North | 2 |  | PFID70 | {'uu':'PD1059','vv':'PD1060','lat':'PD1556','lon':'PD1557','timestamp':'PD7'} |  | WINDAVG-VLN | northward_wind | WINDAVG-VLN_L1
SP_TEST | RASFL, PPSDN | port_number | PD1075 | port_number_quantity_int8_1 | 0 | quantity | int8 |  | 1 | -99 | Port Number | 0
SP_TEST | RASFL, PPSDN | commanded_volume | PD1076 | commanded_volume_quantity_int16_mL | 0 | quantity | int16 |  | mL | -9999 | Commanded Volume to Pump | 0
SP_TEST | RASFL, PPSDN | commanded_flowrate | PD1077 | commanded_flowrate_quantity_int8_mL_min_1 | 0 | quantity | int8 |  | mL min-1 | -99 | Commanded Flowrate to Pump | 0
SP_TEST | RASFL, PPSDN | commanded_min_flowrate | PD1078 | commanded_min_flowrate_quantity_int8_mL_min_1 | 0 | quantity | int8 |  | mL min-1 | -99 | Commanded Minimum Flowrate | 0
SP_TEST | RASFL, PPSDN | commanded_timelimit | PD1079 | commanded_timelimit_quantity_int8_min | 0 | quantity | int8 |  | min | -99 | Commanded Time Limit to Pump | 0
SP_TEST | RASFL, PPSDN | cumulative_volume | PD1080 | cumulative_volume_quantity_float32_mL | 0 | quantity | float32 |  | mL | -9999999 | Cumulative Volume | 1
SP_TEST | RASFL, PPSDN | flowrate | PD1081 | flowrate_quantity_float32_mL_min_1 | 0 | quantity | float32 |  | mL min-1 | -9999999 | Flowrate | 1
SP_TEST | RASFL, PPSDN | minimum_flowrate | PD1082 | minimum_flowrate_quantity_float32_mL_min_1 | 0 | quantity | float32 |  | mL min-1 | -9999999 | Minimum Flowrate | 1
SP_TEST | RASFL, PPSDN | elapsed_time | PD1083 | elapsed_time_quantity_int16_s | 0 | quantity | int16 |  | s | -9999 | Elapsed Time since start of sample, s | 0
SP_TEST | RASFL, PPSDN | sampling_status_code | PD1084 | sampling_status_code_category_int8_str_int8_1 | 0 | category<int8:str> | int8 | {0:'Pumping in progress', 1:'Volume reached', 2:'Time limit reached', 3:'Min flow reached', 4:'Low battery', 5:'Stopped by user', 6:'Pump would not start', 7:'Sudden flow obstruction', 8:'Sudden obstruction with slip', 9:'Sudden pressure release', -99:'empty'} | 1 | -99 | Sampling Status Code | 0
BETA | VEL3D-C,D | eastward_turbulent_velocity | PD1085 | eastward_turbulent_velocity_function_float32_m_s_1 | ok | function | float32 |  | m s-1 | -9999999 | Eastward Turbulent Velocity, m s-1 | 3 |  | PFID55 | {'uu':'PD551','vv':'PD552','lat':'PD1556','lon':'PD1557','timestamp':'PD7'} |  | VELPTTU-VLE |  | VELPTTU-VLE_L1 | '1341-00780 | velocity beam 1 or X or East (m/s)
BETA | VEL3D-C,D | northward_turbulent_velocity | PD1086 | northward_turbulent_velocity_function_float32_m_s_1 | ok | function | float32 |  | m s-1 | -9999999 | Northward Turbulent Velocity, m s-1 | 3 |  | PFID56 | {'uu':'PD551','vv':'PD552','lat':'PD1556','lon':'PD1557','timestamp':'PD7'} |  | VELPTTU-VLN |  | VELPTTU-VLN_L1 | '1341-00780 | velocity beam 2 or Y or North (m/s)
BETA | VEL3D-C,D | upward_turbulent_velocity | PD1087 | upward_turbulent_velocity_function_float32_m_s_1 | ok | function | float32 |  | m s-1 | -9999999 | Upward Turbulent Velocity, m s-1 | 3 |  | PFID58 | {'w':'PD553'} |  | VELPTTU-VLU |  | VELPTTU-VLU_L1 | '1341-00780 | velocity beam 3 or Z or Up (m/s)
CW_TEST | Nortek Generic Data Structures | transmit_pulse_length_2nd | PD1088 | transmit_pulse_length_2nd_quantity_int16_counts | 0 | quantity | int16 |  | counts | -9999 | Transmit Pulse Length, counts | 0 | [8 empty] | transmit pulse length (counts) second lag
CW_TEST | SPKIR | instrument_id | PD1089 | instrument_id_array_quantity_string_1 | 0 | array<quantity> | string |  | 1 | empty | Instrument ID | 0 | [8 empty] | SAT + instrument type
CW_TEST | SPKIR | serial_number | PD1090 | serial_number_array_quantity_string_1 | 0 | array<quantity> | string |  | 1 | empty | Serial Number | 0 | FALSE | [7 empty] | SPKIR serial number
CW_TEST | SPKIR | timer | PD1091 | timer_quantity_float64_s | 0 | quantity | float64 |  | s | -9999999 | Elapsed Time since Initialization, s | 2 | [8 empty] | number of seconds that have passed since the end of the initialization sequence.
CW_TEST | SPKIR | sample_delay | PD1092 | sample_delay_quantity_int16_ms | 0 | quantity | int16 |  | ms | -9999 | Sample delay, ms | 0 | [8 empty] | representing the number of milliseconds to offset the Timer value to give an accurate indication of when the frame’s sensors were sampled
CW_TEST | SPKIR | channel_1 | PD1093 | channel_1_quantity_uint32_counts | 0 | quantity | uint32 |  | counts | 0 | A/D Counts for Optical Channel 1 | 0 | [8 empty] | value representing the sampled A/D counts from the first optical channel
CW_TEST | SPKIR | channel_2 | PD1094 | channel_2_quantity_uint32_counts | 0 | quantity | uint32 |  | counts | 0 | A/D Counts for Optical Channel 2 | 0 | [8 empty] | value representing the sampled A/D counts from the second optical channel
CW_TEST | SPKIR | channel_3 | PD1095 | channel_3_quantity_uint32_counts | 0 | quantity | uint32 |  | counts | 0 | A/D Counts for Optical Channel 3 | 0 | [8 empty] | value representing the sampled A/D counts from the third optical channel
CW_TEST | SPKIR | channel_4 | PD1096 | channel_4_quantity_uint32_counts | 0 | quantity | uint32 |  | counts | 0 | A/D Counts for Optical Channel 4 | 0 | [8 empty] | value representing the sampled A/D counts from the forth optical channel
CW_TEST | SPKIR | channel_5 | PD1097 | channel_5_quantity_uint32_counts | 0 | quantity | uint32 |  | counts | 0 | A/D Counts for Optical Channel 5 | 0 | [8 empty] | value representing the sampled A/D counts from the fifth optical channel
CW_TEST | SPKIR | channel_6 | PD1098 | channel_6_quantity_uint32_counts | 0 | quantity | uint32 |  | counts | 0 | A/D Counts for Optical Channel 6 | 0 | [8 empty] | value representing the sampled A/D counts from the sixth optical channel
CW_TEST | SPKIR | channel_7 | PD1099 | channel_7_quantity_uint32_counts | 0 | quantity | uint32 |  | counts | 0 | A/D Counts for Optical Channel 7 | 0 | [8 empty] | value representing the sampled A/D counts from the seventh optical channel
CW_TEST | SPKIR | vin_sense | PD1100 | vin_sense_quantity_uint16_counts | 0 | quantity | uint16 |  | counts | 0 | Regulated Supply Voltage, counts | 0 | [8 empty] | regulated input voltage
CW_TEST | SPKIR | va_sense | PD1101 | va_sense_quantity_uint16_counts | 0 | quantity | uint16 |  | counts | 0 | Analog Rail Voltage, counts | 0 | [8 empty] | analog rail voltage for the operational components of the instrument
CW_TEST | SPKIR | internal_temperature | PD1102 | internal_temperature_quantity_uint16_counts | 0 | quantity | uint16 |  | counts | 0 | Internal Instrument Temperature, counts | 0 | [8 empty] | internal temperature of the instrument
CW_TEST | SPKIR | frame_counter | PD1103 | frame_counter_quantity_uint8_counts | 0 | quantity | uint8 |  | counts | 0 | Frame Counter, counts | 0 | [8 empty] | count of each frame transmitted
CW_TEST | SPKIR | checksum | PD1104 | checksum_quantity_uint8_1 | 1 | quantity | uint8 |  | 1 | 0 | Check Sum | 0 | [8 empty] | check sum on the telemetry frame
CW_TEST | SPKIR | telemetry_baud_rate | PD1105 | telemetry_baud_rate_quantity_uint32_bps | 0 | quantity | uint32 |  | bps | 0 | Telemetry Baud Rate, bps | 0 | [8 empty] | data transfer rate on telemetry interface in bits per second (bps)
CW_TEST | SPKIR | max_frame_rate | PD1106 | max_frame_rate_array_quantity_string_Hz | 0 | array<quantity> | string |  | Hz | empty | Frame Rate, Hz | 0 | [8 empty] | Defines the maximum frame rate that the instrument will use during normal operations (in other words, the sample rate).
CW_TEST | SPKIR | initialize_silent_mode | PD1107 | initialize_silent_mode_boolean_int8_1 | 0 | boolean | int8 |  | 1 | -99 | Initialize Silent Mode | 0 | [8 empty] | Enables/disables display of start-up banner during initialization sequence when instrument is powered up. Default is "on".
CW_TEST | SPKIR | initialize_power_down | PD1108 | initialize_power_down_boolean_int8_1 | 0 | boolean | int8 |  | 1 | -99 | Initialize Power Down | 0 | [8 empty] | Enables/disables application of operational power at end of initialization sequence. Default is "off".
CW_TEST | SPKIR | initialize_auto_telemetry | PD1109 | initialize_auto_telemetry_boolean_int8_1 | 0 | boolean | int8 |  | 1 | -99 | Initialize Auto Telemetry | 0 | [8 empty] | Enables/Disables auto, or free-running, sampling once normal operations begin. Default is "on". With this mode off, polled sampling is available.
CW_TEST | SPKIR | network_mode | PD1110 | network_mode_boolean_int8_1 | 0 | boolean | int8 |  | 1 | -99 | Enable Network Mode | 0 | [8 empty] | Enables/disables network operation (Satlantic Network, not Ethernet!) for the instrument. Default is "off".
CW_TEST | SPKIR | network_address | PD1111 | network_address_quantity_uint8_1 | 0 | quantity | uint8 |  | 1 | 0 | Network Address | 0 | [8 empty] | Satlantic Network address. Valid range is 1 - 255.
CW_TEST | SPKIR | network_baud_rate | PD1112 | network_baud_rate_quantity_uint32_bps | 0 | quantity | uint32 |  | bps | 0 | Network Baud Rate, bps | 0 | [8 empty] | Network baud rate.
CW_TEST | PCO2W, PHSEN | external_device2_fault | PD1113 | external_device2_fault_boolean_int8_1 | 0 | boolean | int8 |  | 1 | -99 | External Fault, Device 2 | 0 | [8 empty] | External Fault, Device 2 boolean.
CW_TEST | PCO2W, PHSEN | external_device3_fault | PD1114 | external_device3_fault_boolean_int8_1 | 0 | boolean | int8 |  | 1 | -99 | External Fault, Device 3 | 0 | [8 empty] | External Fault, Device 3 boolean.
CW_TEST | PCO2W, PHSEN | num_data_records | PD1115 | num_data_records_quantity_int32_1 | 0 | quantity | int32 |  | 1 | -9999999 | Number of Data Records | 0
CW_TEST | PCO2W, PHSEN | num_error_records | PD1116 | num_error_records_quantity_int32_1 | 0 | quantity | int32 |  | 1 | -9999999 | Number of Error Records | 0
CW_TEST | PCO2W, PHSEN | num_bytes_stored | PD1117 | num_bytes_stored_quantity_int32_bytes | 0 | quantity | int32 |  | bytes | -9999999 | Number of Bytes Stored, bytes | 0
CW_TEST | PCO2W, PHSEN | external_pump_setting | PD1118 | external_pump_setting_quantity_uint8_1 | 0 | quantity | uint8 |  | 1 | 0 | External Pump (Device 1) Setting | 0
SP_TEST | PHSEN | number_samples_averaged | PD1119 | number_samples_averaged_quantity_uint8_counts | 0 | quantity | uint8 |  | counts | 0 |  | 0
SP_TEST | PHSEN | number_flushes | PD1120 | number_flushes_quantity_uint8_counts | 0 | quantity | uint8 |  | counts | 0 |  | 0
SP_TEST | PHSEN | pump_on_flush | PD1121 | pump_on_flush_quantity_uint8_counts | 0 | quantity | uint8 |  | counts | 0 |  | 0
SP_TEST | PHSEN | pump_off_flush | PD1122 | pump_off_flush_quantity_uint8_counts | 0 | quantity | uint8 |  | counts | 0 |  | 0
SP_TEST | PHSEN | number_reagent_pumps | PD1123 | number_reagent_pumps_quantity_uint8_counts | 0 | quantity | uint8 |  | counts | 0 |  | 0
SP_TEST | PHSEN | valve_delay | PD1124 | valve_delay_quantity_uint8_counts | 0 | quantity | uint8 |  | counts | 0 |  | 0
SP_TEST | PHSEN | pump_on_ind | PD1125 | pump_on_ind_quantity_uint8_counts | 0 | quantity | uint8 |  | counts | 0 |  | 0
SP_TEST | PHSEN | pv_off_ind | PD1126 | pv_off_ind_quantity_uint8_counts | 0 | quantity | uint8 |  | counts | 0 |  | 0
SP_TEST | PHSEN | number_blanks | PD1127 | number_blanks_quantity_uint8_counts | 0 | quantity | uint8 |  | counts | 0 |  | 0
SP_TEST | PHSEN | pump_measure_t | PD1128 | pump_measure_t_quantity_uint8_counts | 0 | quantity | uint8 |  | counts | 0 |  | 0
SP_TEST | PHSEN | pump_off_to_measure | PD1129 | pump_off_to_measure_quantity_uint8_counts | 0 | quantity | uint8 |  | counts | 0 |  | 0
SP_TEST | PHSEN | measure_to_pump_on | PD1130 | measure_to_pump_on_quantity_uint8_counts | 0 | quantity | uint8 |  | counts | 0 |  | 0
SP_TEST | PHSEN | number_measurements | PD1131 | number_measurements_quantity_uint8_counts | 0 | quantity | uint8 |  | counts | 0 |  | 0
SP_TEST | PHSEN | salinity_delay | PD1132 | salinity_delay_quantity_uint8_counts | 0 | quantity | uint8 |  | counts | 0 |  | 0
SP_TEST | BOTPT | corrected_compass_direction | PD1133 | corrected_compass_direction_function_float32_degrees | 0 | function | float32 |  | degrees | -9999999 | Corrected Compass Direction, degrees | 0 |  | PFID71 | {'scmp':'PD841','sn':'PD312'} |  |  |  | BOTTILT-CCMP_L1 |  | The OOI Level 1 Seafloor High-Resolution Tilt (BOTTILT) core data product is produced by the BOTPT instrument class. The Corrected Compass (CCMP) component of BOTTILT is the compass direction of the positive Y-tilt axis (in degrees, clockwise from North) after corrections for calibration offsets and magnetic declination.
SP_TEST | BOTPT | seafloor_tilt_magnitude | PD1134 | seafloor_tilt_magnitude_function_float32_µrad | 0 | function | float32 |  | µrad | -9999999 | Seafloor Tilt Magnitude, µrad | 3 |  | PFID72 | {'x_tilt':'PD839','y_tilt':'PD840'} |  |  |  | BOTTILT-TMAG_L1 |  | The OOI Level 1 Seafloor High-Resolution Tilt (BOTTILT) core data product is produced by the BOTPT instrument class. The Tilt Magnitude (TMAG) component of BOTTILT is the magnitude of seafloor tilt (in microradians) since the last re-leveling of the sensor.
SP_TEST | BOTPT | seafloor_tilt_direction | PD1135 | seafloor_tilt_direction_function_float32_degrees | 0 | function | float32 |  | degrees | -9999999 | Seafloor Tilt Direction, degrees | 0 |  | PFID73 | {'x_tilt':'PD839','y_tilt':'PD840','ccmp':'PD1133'} |  |  |  | BOTTILT-TDIR_L1 |  | The OOI Level 1 Seafloor High-Resolution Tilt (BOTTILT) core data product is produced by the BOTPT instrument class. The Tilt Direction (TDIR) component of BOTTILT is the corrected direction (in degrees, clockwise from North) of the seafloor downward tilt since the last re-leveling of the sensor.
CW_TEST,SP_MFLM | FLORT-D | date_string | PD1136 | date_string_array_quantity_string_1 | 0 | array<quantity> | string |  | 1 | empty | Measurement Date, UTC | [9 empty] | Measurement date in string format.
CW_TEST,SP_MFLM | FLORT-D | time_string | PD1137 | time_string_array_quantity_string_1 | 0 | array<quantity> | string |  | 1 | empty | Measurement Time, UTC | [9 empty] | Measurement time in string format
CW_TEST,SP_MFLM | FLORT-D | measurement_wavelength_beta | PD1138 | measurement_wavelength_beta_uint16_uint16_nm | 0 | quantity | uint16 |  | nm | 0 | Measurement Wavelength, Scattering, nm | [9 empty] | Wavelength used by sensor for its scattering measurement.
CW_TEST,SP_MFLM | FLORT-D | raw_signal_beta | PD1139 | raw_signal_beta_quantity_uint16_counts | 0 | quantity | uint16 |  | counts | 0 | Raw Scattering Measurement, counts | [7 empty] | FLUBSCT_L0 |  | The OOI Level 0 Optical Backscatter (red wavelengths) (FLUBSCT) core data product is produced by the WET Labs two and three channel fluorometers (FLORD and FLORT, respectively).
CW_TEST,SP_MFLM | FLORT-D | measurement_wavelength_chl | PD1140 | measurement_wavelength_chl_quantity_uint16_nm | 0 | quantity | uint16 |  | nm | 0 | Measurement Wavelength, Chlorophyll, nm | [9 empty] | Wavelength used by sensor for its chlorophyll measurement .
CW_TEST,SP_MFLM | FLORT-D | raw_signal_chl | PD1141 | raw_signal_chl_quantity_uint16_counts | 0 | quantity | uint16 |  | counts | 0 | Raw Chlorophyll Measurement, counts | [7 empty] | CHLAFLO_L0 |  | The OOI Level 0 Fluorometric Chlorophyll-a concentration (CHLAFLO) core data product is produced by the WET Labs two and three channel fluorometers (FLORD and FLORT, respectively).
CW_TEST,SP_MFLM | FLORT-D | measurement_wavelength_cdom | PD1142 | measurement_wavelength_cdom_quantity_uint16_nm | 0 | quantity | uint16 |  | nm | 0 | Measurement Wavelength, CDOM, nm | [9 empty] | Wavelength used by sensor for its cdom measurement.
CW_TEST,SP_MFLM | FLORT-D | raw_signal_cdom | PD1143 | raw_signal_cdom_quantity_uint16_counts | 0 | quantity | uint16 |  | counts | 0 | Raw CDOM Measurement, counts | [7 empty] | CDOMFLO_L0 |  | The OOI Level 0 Fluorometric Colored Dissolved Organic Matter (CDOM) (CDOMFLO) core data product is produced by the WET Labs three channel fluorometers (FLORT).
CW_TEST,SP_MFLM | FLORT-D | raw_internal_temp | PD1144 | raw_internal_temp_quantity_uint16_counts | 0 | quantity | uint16 |  | counts | 0 | Raw Internal Temperature, counts | [9 empty] | Raw internal instrument thermistor signal output.
CW_TEST | FLORT-D | signal_1_scale_factor | PD1145 | signal_1_scale_factor_quantity_float32_m_1_sr_1 | 0 | quantity | float32 |  | m-1 sr-1 | -9999999 | Signal 1 (Scattering) Scale Factor, m-1 sr-1 | 2
CW_TEST | FLORT-D | signal_1_offset | PD1146 | signal_1_offset_quantity_uint16_counts | 0 | quantity | uint16 |  | counts | 65535 | Signal 1 (Scattering) Offset, counts
CW_TEST | FLORT-D | signal_2_scale_factor | PD1147 | signal_2_scale_factor_quantity_float32_ug_L_1 | 0 | quantity | float32 |  | ug L-1 | -9999999 | Signal 2 (Chlorophyll) Scale Factor, ug L-1 | 2
CW_TEST | FLORT-D | signal_2_offset | PD1148 | signal_2_offset_quantity_uint16_counts | 0 | quantity | uint16 |  | counts | 65535 | Signal 2 (Chlorophyll) Offset, counts
CW_TEST | FLORT-D | signal_3_scale_factor | PD1149 | signal_3_scale_factor_quantity_float32_ppm | 0 | quantity | float32 |  | ppm | -9999999 | Signal 3 (CDOM) Scale Factor, ppm | 2
CW_TEST | FLORT-D | signal_3_offset | PD1150 | signal_3_offset_quantity_uint16_counts | 0 | quantity | uint16 |  | counts | 65535 | Signal 3 (CDOM) Offset, counts
CW_TEST | FLORT-D | total_volume_scattering_coefficient | PD1151 | total_volume_scattering_coefficient_function_float32_m_1_sr_1 | 0 | function | float32 |  | m-1 sr-1 | -9999999 | Total Volume Scattering Coefficient (Beta(117,700)), m-1 sr-1 | 6 |  | PFID74 | {'sf':'PD1145','X':'PD1139','off':'PD1146'} |  |  |  | FLUBSCT_L1 |  | The OOI Level 1 Optical Backscatter (red wavelengths) (FLUBSCT) core data product is produced by the WET Labs two and three channel fluorometers (FLORD and FLORT, respectively).
CW_TEST | FLORT-D | fluorometric_chlorophyll_a | PD1152 | fluorometric_chlorophyll_a_function_float32_ug_L_1 | 0 | function | float32 |  | ug L-1 | -9999999 | Fluormetric Chlorophyll a Concentration, ug L-1 | 6 |  | PFID74 | {'sf':'PD1147','X':'PD1141','off':'PD1148'} |  |  |  | CHLAFLO_L1 |  | The OOI Level 1 Fluorometric Chlorophyll-a concentration (CHLAFLO) core data product is produced by the WET Labs two and three channel fluorometers (FLORD and FLORT, respectively).
CW_TEST | FLORT-D | fluorometric_cdom | PD1153 | fluorometric_cdom_function_float32_ppm | 0 | function | float32 |  | ppm | -9999999 | Fluorometric CDOM Concentration, ppm | 6 |  | PFID74 | {'sf':'PD1149','X':'PD1143','off':'PD1150'} |  |  |  | CDOMFLO_L1 |  | The OOI Level 1 Fluorometric Colored Dissolved Organic Matter (CDOM) (CDOMFLO) core data product is produced by the WET Labs three channel fluorometers (FLORT).
CW_TEST | VELPT | eastward_velocity | PD1154 | eastward_velocity_function_float32_m_s_1 | 0 | function | float32 |  | m s-1 | -9999999 | Eastward Turbulent Velocity, m s-1 |  |  | PFID55 | {'uu':'PD441','vv':'PD442','lat':'PD1556','lon':'PD1557','timestamp':'PD7'} |  | VELPTMN-VLE |  | VELPTMN-VLE_L1 | '1341-00790
CW_TEST | VELPT | northward_velocity | PD1155 | northward_velocity_function_float32_m_s_1 | 0 | function | float32 |  | m s-1 | -9999999 | Northward Turbulent Velocity, m s-1 |  |  | PFID56 | {'uu':'PD441','vv':'PD442','lat':'PD1556','lon':'PD1557','timestamp':'PD7'} |  | VELPTMN-VLN |  | VELPTMN-VLN_L1 | '1341-00790
CW_TEST | VELPT | upward_velocity | PD1156 | upward_velocity_function_float32_m_s_1 | 0 | function | float32 |  | m s-1 | -9999999 | Upward Turbulent Velocity, m s-1 |  |  | PFID58 | {'w':'PD443'} |  | VELPTMN-VLU |  | VELPTMN-VLU_L1 | '1341-00790
CW_TEST | ADCPS, ADCPT | ensemble_start_time_2 | PD1157 | ensemble_start_time_2_quantity_float64_seconds_since_1900_01_01 | 0 | quantity | float64 |  | seconds since 1900-01-01 | -9999999 | Ensemble Start Time, seconds since 1900-01-01 | 6 | [8 empty] | Ensemble start time in seconds since Jan 01, 1900. | Reviewed-KS
CW_TEST | ADCPS, ADCPT | real_time_clock_2 | PD1158 | real_time_clock_2_array_quantity_int16_1 | 0 | array<quantity> | int16 |  | 1 | -9999 | Real Time Clock Array | 0 | [8 empty] | Elements of the real-time clock array are: Year, Month, Day, Hour, Minute, Seconds, Hundredths. Units are standard time units, applied to each element respectively (year, month, day, hour, minutes, seconds, cseconds). | Reviewed-KS
CW_TEST | ADCPA | bottom_track_id | PD1159 | bottom_track_id_quantity_uint16_1 | 0 | quantity | uint16 |  | 1 | 0 | Bottom Track (BT) ID | 0 | [8 empty] | Bottom Track packet ID ("00 06h")
CW_TEST | ADCPA | bt_pings_per_ensemble | PD1160 | bt_pings_per_ensemble_quantity_uint16_1 | 0 | quantity | uint16 |  | 1 | 0 | BT Pings per Ensemble | 0 | [8 empty] | Stores the number of bottom-track pings to average together in each ensemble (BP-command). If BP = 0, the ADCP does not collect bottom-track data. The ADCP automatically ex-tends the ensemble interval (TE) if BP x TP > TE. Scaling: LSD = 1 ping; Range = 0 to 999 pings
CW_TEST | ADCPA | bt_delay_before_reacquire | PD1161 | bt_delay_before_reacquire_quantity_uint16_1 | 0 | quantity | uint16 |  | 1 | 0 | BT Delay before Reacquire | 0 | [8 empty] | Stores the number of ADCP ensembles to wait after losing the bottom before trying to reacquire it (BD-command). Scaling: LSD = 1 ensemble; Range = 0 to 999 ensembles
CW_TEST | ADCPA | bt_corr_magnitude_min | PD1162 | bt_corr_magnitude_min_quantity_uint8_counts | 0 | quantity | uint8 |  | counts | 0 | BT Minimum Correlation Magnitude, counts | 0 | [8 empty] | Stores the minimum correlation magnitude value (BC-command). Scaling: LSD = 1 count; Range = 0 to 255 counts
CW_TEST | ADCPA | bt_eval_magnitude_min | PD1163 | bt_eval_magnitude_min_quantity_uint8_counts | 0 | quantity | uint8 |  | counts | 0 | BT Minimum Evaluation Amplitude, counts | 0 | [8 empty] | Stores the minimum evaluation amplitude value (BA-command). Scaling: LSD = 1 count; Range = 1 to 255 counts
CW_TEST | ADCPA | bt_percent_good_min | PD1164 | bt_percent_good_min_quantity_uint8_percent | 0 | quantity | uint8 |  | percent | 0 | BT Minimum Percent Good, percent | 0 | [8 empty] | Stores the minimum percentage of bottom-track pings in an ensemble that must be good to output velocity data (BG-command).
CW_TEST | ADCPA | bt_mode | PD1165 | bt_mode_quantity_uint8_1 | 0 | quantity | uint8 |  | 1 | 0 | BT Mode | 0 | [8 empty] | Stores the bottom-tracking mode (BM-command). When the Lowered ADCP mode is set (WM15) the Bottom-Track mode will show up as Mode 11 (BM11). When the system uses standard Bottom-Track (BT-RA, see OL command), the Bottom-Track mode will show up as Mode 50 (BM50).
CW_TEST | ADCPA | bt_error_velocity_max | PD1166 | bt_error_velocity_max_quantity_uint16_mm_s_1 | 0 | quantity | uint16 |  | mm s-1 | 0 | BT Maximum Error Velocity, mm s-1 | 0 | [8 empty] | Stores the error velocity maximum value (BE-command). Scaling: LSD = 1 mm/s; Range = 0 to 5000 mm/s (0 = did not screen data)
CW_TEST | ADCPA | bt_beam1_range | PD1167 | bt_beam1_range_quantity_uint32_cm | 0 | quantity | uint32 |  | cm | 0 | BT Beam 1 Range, cm | 0 | [8 empty] | Contains the two lower bytes of the vertical range from the ADCP to the sea bottom (or surface) as determined by each beam. This vertical range does not consider the effects of pitch and roll. When bottom detections are bad, BT Range = 0. Scaling: LSD = 1 cm; Range = 0 to 65535 cm.
CW_TEST | ADCPA | bt_beam2_range | PD1168 | bt_beam2_range_quantity_uint32_cm | 0 | quantity | uint32 |  | cm | 0 | BT Beam 2 Range, cm | 0 | [8 empty] | Contains the two lower bytes of the vertical range from the ADCP to the sea bottom (or surface) as determined by each beam. This vertical range does not consider the effects of pitch and roll. When bottom detections are bad, BT Range = 0. Scaling: LSD = 1 cm; Range = 0 to 65535 cm.
CW_TEST | ADCPA | bt_beam3_range | PD1169 | bt_beam3_range_quantity_uint32_cm | 0 | quantity | uint32 |  | cm | 0 | BT Beam 3 Range, cm | 0 | [8 empty] | Contains the two lower bytes of the vertical range from the ADCP to the sea bottom (or surface) as determined by each beam. This vertical range does not consider the effects of pitch and roll. When bottom detections are bad, BT Range = 0. Scaling: LSD = 1 cm; Range = 0 to 65535 cm.
CW_TEST | ADCPA | bt_beam4_range | PD1170 | bt_beam4_range_quantity_uint32_cm | 0 | quantity | uint32 |  | cm | 0 | BT Beam 4 Range, cm | 0 | [8 empty] | Contains the two lower bytes of the vertical range from the ADCP to the sea bottom (or surface) as determined by each beam. This vertical range does not consider the effects of pitch and roll. When bottom detections are bad, BT Range = 0. Scaling: LSD = 1 cm; Range = 0 to 65535 cm.
CW_TEST | ADCPA | bt_eastward_velocity | PD1171 | bt_eastward_velocity_quantity_int16_mm_s_1 | 0 | quantity | int16 |  | mm s-1 | -32768 | BT Bottom Eastward Velocity, mm s-1 | 0 | [8 empty] | Eastward bottom-tracked velocity
CW_TEST | ADCPA | bt_northward_velocity | PD1172 | bt_northward_velocity_quantity_int16_mm_s_1 | 0 | quantity | int16 |  | mm s-1 | -32768 | BT Bottom Northward Velocity, mm s-1 | 0 | [8 empty] | Northward bottom-tracked velocity
CW_TEST | ADCPA | bt_upward_velocity | PD1173 | bt_upward_velocity_quantity_int16_mm_s_1 | 0 | quantity | int16 |  | mm s-1 | -32768 | BT Bottom Upward Velocity, mm s-1 | 0 | [8 empty] | Upward bottom-tracked velocity
CW_TEST | ADCPA | bt_error_velocity | PD1174 | bt_error_velocity_quantity_int16_mm_s_1 | 0 | quantity | int16 |  | mm s-1 | -32768 | BT Bottom Error Velocity, mm s-1 | 0 | [8 empty] | Error bottom-tracked velocity
CW_TEST | ADCPA | bt_beam1_correlation | PD1175 | bt_beam1_correlation_quantity_uint8_counts | 0 | quantity | uint8 |  | counts | 0 | BT Bottom Beam 1 Correlation, counts | 0 | [8 empty] | Contains the correlation magnitude in relation to the sea bot-tom (or surface) as determined by each beam. Scaling: LSD = 1 count; Range = 0 to 255 counts
CW_TEST | ADCPA | bt_beam2_correlation | PD1176 | bt_beam2_correlation_quantity_uint8_counts | 0 | quantity | uint8 |  | counts | 0 | BT Bottom Beam 2 Correlation, counts | 0 | [8 empty] | Contains the correlation magnitude in relation to the sea bot-tom (or surface) as determined by each beam. Scaling: LSD = 1 count; Range = 0 to 255 counts
CW_TEST | ADCPA | bt_beam3_correlation | PD1177 | bt_beam3_correlation_quantity_uint8_counts | 0 | quantity | uint8 |  | counts | 0 | BT Bottom Beam 3 Correlation, counts | 0 | [8 empty] | Contains the correlation magnitude in relation to the sea bot-tom (or surface) as determined by each beam. Scaling: LSD = 1 count; Range = 0 to 255 counts
CW_TEST | ADCPA | bt_beam4_correlation | PD1178 | bt_beam4_correlation_quantity_uint8_counts | 0 | quantity | uint8 |  | counts | 0 | BT Bottom Beam 4 Correlation, counts | 0 | [8 empty] | Contains the correlation magnitude in relation to the sea bot-tom (or surface) as determined by each beam. Scaling: LSD = 1 count; Range = 0 to 255 counts
CW_TEST | ADCPA | bt_beam1_eval_amp | PD1179 | bt_beam1_eval_amp_quantity_uint8_counts | 0 | quantity | uint8 |  | counts | 0 | BT Bottom Beam 1 Evaluation Amplitude, counts | 0 | [8 empty] | Contains the evaluation amplitude of the matching filter used in determining the strength of the bottom echo. Scaling: LSD = 1 count; Range = 0 to 255 counts
CW_TEST | ADCPA | bt_beam2_eval_amp | PD1180 | bt_beam2_eval_amp_quantity_uint8_counts | 0 | quantity | uint8 |  | counts | 0 | BT Bottom Beam 2 Evaluation Amplitude, counts | 0 | [8 empty] | Contains the evaluation amplitude of the matching filter used in determining the strength of the bottom echo. Scaling: LSD = 1 count; Range = 0 to 255 counts
CW_TEST | ADCPA | bt_beam3_eval_amp | PD1181 | bt_beam3_eval_amp_quantity_uint8_counts | 0 | quantity | uint8 |  | counts | 0 | BT Bottom Beam 3 Evaluation Amplitude, counts | 0 | [8 empty] | Contains the evaluation amplitude of the matching filter used in determining the strength of the bottom echo. Scaling: LSD = 1 count; Range = 0 to 255 counts
CW_TEST | ADCPA | bt_beam4_eval_amp | PD1182 | bt_beam4_eval_amp_quantity_uint8_counts | 0 | quantity | uint8 |  | counts | 0 | BT Bottom Beam 4 Evaluation Amplitude, counts | 0 | [8 empty] | Contains the evaluation amplitude of the matching filter used in determining the strength of the bottom echo. Scaling: LSD = 1 count; Range = 0 to 255 counts
CW_TEST | ADCPA | bt_beam1_percent_good | PD1183 | bt_beam1_percent_good_quantity_uint8_percent | 0 | quantity | uint8 |  | percent | 0 | BT Bottom Beam 1 Percent Good, percent | 0 | [8 empty] | Contains bottom-track percent-good data for each beam, which indicate the reliability of bottom-track data. It is the percentage of bottom-track pings that have passed the ADCP‟s bottom-track validity algorithm during an ensemble. Scaling: LSD = 1 percent; Range = 0 to 100 percent
CW_TEST | ADCPA | bt_beam2_percent_good | PD1184 | bt_beam2_percent_good_quantity_uint8_percent | 0 | quantity | uint8 |  | percent | 0 | BT Bottom Beam 2 Percent Good, percent | 0 | [8 empty] | Contains bottom-track percent-good data for each beam, which indicate the reliability of bottom-track data. It is the percentage of bottom-track pings that have passed the ADCP‟s bottom-track validity algorithm during an ensemble. Scaling: LSD = 1 percent; Range = 0 to 100 percent
CW_TEST | ADCPA | bt_beam3_percent_good | PD1185 | bt_beam3_percent_good_quantity_uint8_percent | 0 | quantity | uint8 |  | percent | 0 | BT Bottom Beam 3 Percent Good, percent | 0 | [8 empty] | Contains bottom-track percent-good data for each beam, which indicate the reliability of bottom-track data. It is the percentage of bottom-track pings that have passed the ADCP‟s bottom-track validity algorithm during an ensemble. Scaling: LSD = 1 percent; Range = 0 to 100 percent
CW_TEST | ADCPA | bt_beam4_percent_good | PD1186 | bt_beam4_percent_good_quantity_uint8_percent | 0 | quantity | uint8 |  | percent | 0 | BT Bottom Beam 4 Percent Good, percent | 0 | [8 empty] | Contains bottom-track percent-good data for each beam, which indicate the reliability of bottom-track data. It is the percentage of bottom-track pings that have passed the ADCP‟s bottom-track validity algorithm during an ensemble. Scaling: LSD = 1 percent; Range = 0 to 100 percent
CW_TEST | ADCPA | bt_ref_layer_min | PD1187 | bt_ref_layer_min_quantity_uint16_dm | 0 | quantity | uint16 |  | dm | 55555 | BT Reference Layer Minimum Size, dm | 0 | [8 empty] | Stores the minimum layer size, the near boundary, and the far boundary of the BT water-reference layer (BL-command). Scaling (minimum layer size): LSD = 1 dm; Range = 0-999 dm. Scaling (near/far boundaries): LSD = 1 dm; Range = 0-9999 dm.
CW_TEST | ADCPA | bt_ref_layer_near | PD1188 | bt_ref_layer_near_quantity_uint16_dm | 0 | quantity | uint16 |  | dm | 55555 | BT Reference Layer Near Boundary, dm | 0 | [8 empty] | Stores the minimum layer size, the near boundary, and the far boundary of the BT water-reference layer (BL-command). Scaling (minimum layer size): LSD = 1 dm; Range = 0-999 dm. Scaling (near/far boundaries): LSD = 1 dm; Range = 0-9999 dm.
CW_TEST | ADCPA | bt_ref_layer_far | PD1189 | bt_ref_layer_far_quantity_uint16_dm | 0 | quantity | uint16 |  | dm | 55555 | BT Reference Layer Far Boundary, dm | 0 | [8 empty] | Stores the minimum layer size, the near boundary, and the far boundary of the BT water-reference layer (BL-command). Scaling (minimum layer size): LSD = 1 dm; Range = 0-999 dm. Scaling (near/far boundaries): LSD = 1 dm; Range = 0-9999 dm.
CW_TEST | ADCPA | bt_eastward_ref_layer_velocity | PD1190 | bt_eastward_ref_layer_velocity_quantity_int16_mm_s_1 | 0 | quantity | int16 |  | mm s-1 | -32768 | BT Reference Layer Eastward Velocity, mm s-1 | 0 | [8 empty] | Contains velocity data for the water reference layer for each beam. The BL-command explains the water reference layer.
CW_TEST | ADCPA | bt_northward_ref_layer_velocity | PD1191 | bt_northward_ref_layer_velocity_quantity_int16_mm_s_1 | 0 | quantity | int16 |  | mm s-1 | -32768 | BT Reference Layer Northward Velocity, mm s-1 | 0 | [8 empty] | Contains velocity data for the water reference layer for each beam. The BL-command explains the water reference layer.
CW_TEST | ADCPA | bt_upward_ref_layer_velocity | PD1192 | bt_upward_ref_layer_velocity_quantity_int16_mm_s_1 | 0 | quantity | int16 |  | mm s-1 | -32768 | BT Reference Layer Upward Velocity, mm s-1 | 0 | [8 empty] | Contains velocity data for the water reference layer for each beam. The BL-command explains the water reference layer.
CW_TEST | ADCPA | bt_error_ref_layer_velocity | PD1193 | bt_error_ref_layer_velocity_quantity_int16_mm_s_1 | 0 | quantity | int16 |  | mm s-1 | -32768 | BT Reference Layer Error Velocity, mm s-1 | 0 | [8 empty] | Contains velocity data for the water reference layer for each beam. The BL-command explains the water reference layer.
CW_TEST | ADCPA | bt_beam1_ref_correlation | PD1194 | bt_beam1_ref_correlation_quantity_uint8_counts | 0 | quantity | uint8 |  | counts | 0 | BT Reference Layer Beam 1 Correlation, counts | 0 | [8 empty] | Contains correlation magnitude data for the water reference layer for each beam.
CW_TEST | ADCPA | bt_beam2_ref_correlation | PD1195 | bt_beam2_ref_correlation_quantity_uint8_counts | 0 | quantity | uint8 |  | counts | 0 | BT Reference Layer Beam 2 Correlation, counts | 0 | [8 empty] | Contains correlation magnitude data for the water reference layer for each beam.
CW_TEST | ADCPA | bt_beam3_ref_correlation | PD1196 | bt_beam3_ref_correlation_quantity_uint8_counts | 0 | quantity | uint8 |  | counts | 0 | BT Reference Layer Beam 3 Correlation, counts | 0 | [8 empty] | Contains correlation magnitude data for the water reference layer for each beam.
CW_TEST | ADCPA | bt_beam4_ref_correlation | PD1197 | bt_beam4_ref_correlation_quantity_uint8_counts | 0 | quantity | uint8 |  | counts | 0 | BT Reference Layer Beam 4 Correlation, counts | 0 | [8 empty] | Contains correlation magnitude data for the water reference layer for each beam.
CW_TEST | ADCPA | bt_beam1_ref_intensity | PD1198 | bt_beam1_ref_intensity_quantity_uint8_counts | 0 | quantity | uint8 |  | counts | 0 | BT Reference Layer Beam 1 Evaluation Amplitude, counts | 0 | [8 empty] | Contains echo intensity data for the reference layer for each beam.
CW_TEST | ADCPA | bt_beam2_ref_intensity | PD1199 | bt_beam2_ref_intensity_quantity_uint8_counts | 0 | quantity | uint8 |  | counts | 0 | BT Reference Layer Beam 2 Evaluation Amplitude, counts | 0 | [8 empty] | Contains echo intensity data for the reference layer for each beam.
CW_TEST | ADCPA | bt_beam3_ref_intensity | PD1200 | bt_beam3_ref_intensity_quantity_uint8_counts | 0 | quantity | uint8 |  | counts | 0 | BT Reference Layer Beam 3 Evaluation Amplitude, counts | 0 | [8 empty] | Contains echo intensity data for the reference layer for each beam.
CW_TEST | ADCPA | bt_beam4_ref_intensity | PD1201 | bt_beam4_ref_intensity_quantity_uint8_counts | 0 | quantity | uint8 |  | counts | 0 | BT Reference Layer Beam 4 Evaluation Amplitude, counts | 0 | [8 empty] | Contains echo intensity data for the reference layer for each beam.
CW_TEST | ADCPA | bt_beam1_ref_percent_good | PD1202 | bt_beam1_ref_percent_good_quantity_uint8_percent | 0 | quantity | uint8 |  | percent | 0 | BT Reference Layer Beam 1 Percent Good, percent | 0 | [8 empty] | Contains percent-good data for the water reference layer for each beam. They indicate the reliability of reference layer data. It is the percentage of bottom-track pings that have passed a reference layer validity algorithm during an ensemble. Scaling: LSD = 1 percent; Range = 0 to 100 percent
CW_TEST | ADCPA | bt_beam2_ref_percent_good | PD1203 | bt_beam2_ref_percent_good_quantity_uint8_percent | 0 | quantity | uint8 |  | percent | 0 | BT Reference Layer Beam 2 Percent Good, percent | 0 | [8 empty] | Contains percent-good data for the water reference layer for each beam. They indicate the reliability of reference layer data. It is the percentage of bottom-track pings that have passed a reference layer validity algorithm during an ensemble. Scaling: LSD = 1 percent; Range = 0 to 100 percent
CW_TEST | ADCPA | bt_beam3_ref_percent_good | PD1204 | bt_beam3_ref_percent_good_quantity_uint8_percent | 0 | quantity | uint8 |  | percent | 0 | BT Reference Layer Beam 3 Percent Good, percent | 0 | [8 empty] | Contains percent-good data for the water reference layer for each beam. They indicate the reliability of reference layer data. It is the percentage of bottom-track pings that have passed a reference layer validity algorithm during an ensemble. Scaling: LSD = 1 percent; Range = 0 to 100 percent
CW_TEST | ADCPA | bt_beam4_ref_percent_good | PD1205 | bt_beam4_ref_percent_good_quantity_uint8_percent | 0 | quantity | uint8 |  | percent | 0 | BT Reference Layer Beam 4 Percent Good, percent | 0 | [8 empty] | Contains percent-good data for the water reference layer for each beam. They indicate the reliability of reference layer data. It is the percentage of bottom-track pings that have passed a reference layer validity algorithm during an ensemble. Scaling: LSD = 1 percent; Range = 0 to 100 percent
CW_TEST | ADCPA | bt_max_depth | PD1206 | bt_max_depth_quantity_uint16_dm | 0 | quantity | uint16 |  | dm | 55555 | BT Maximum Tracking Depth, dm | 0 | [8 empty] | Stores the maximum tracking depth value (BX-command). Scaling: LSD = 1 decimeter; Range = 80 to 9999 decimeters
CW_TEST | ADCPA | bt_beam1_rssi_amplitude | PD1207 | bt_beam1_rssi_amplitude_quantity_uint8_counts | 0 | quantity | uint8 |  | counts | 0 | BT Beam 1 RSSI Amplitude, counts | 0 | [8 empty] | Contains the Receiver Signal Strength Indicator (RSSI) value in the center of the bottom echo as determined by each beam. Scaling: LSD = 0.45 dB per count; Range = 0 to 255 counts
CW_TEST | ADCPA | bt_beam2_rssi_amplitude | PD1208 | bt_beam2_rssi_amplitude_quantity_uint8_counts | 0 | quantity | uint8 |  | counts | 0 | BT Beam 2 RSSI Amplitude, counts | 0 | [8 empty] | Contains the Receiver Signal Strength Indicator (RSSI) value in the center of the bottom echo as determined by each beam. Scaling: LSD = 0.45 dB per count; Range = 0 to 255 counts
CW_TEST | ADCPA | bt_beam3_rssi_amplitude | PD1209 | bt_beam3_rssi_amplitude_quantity_uint8_counts | 0 | quantity | uint8 |  | counts | 0 | BT Beam 3 RSSI Amplitude, counts | 0 | [8 empty] | Contains the Receiver Signal Strength Indicator (RSSI) value in the center of the bottom echo as determined by each beam. Scaling: LSD = 0.45 dB per count; Range = 0 to 255 counts
CW_TEST | ADCPA | bt_beam4_rssi_amplitude | PD1210 | bt_beam4_rssi_amplitude_quantity_uint8_counts | 0 | quantity | uint8 |  | counts | 0 | BT Beam 4 RSSI Amplitude, counts | 0 | [8 empty] | Contains the Receiver Signal Strength Indicator (RSSI) value in the center of the bottom echo as determined by each beam. Scaling: LSD = 0.45 dB per count; Range = 0 to 255 counts
CW_TEST | ADCPA | bt_gain | PD1211 | bt_gain_quantity_uint8_1 | 0 | quantity | uint8 |  | 1 | 0 | BT Gain Level | 0 | [8 empty] | Contains the Gain level for shallow water. See WJ-command.
CW_TEST,SP_MFLM | ADCP-PD12 | ensemble_number | PD1212 | ensemble_number_quantity_uint32_1 | 0 | quantity | uint32 |  | 1 | 0 | Ensemble Number | 0 | [8 empty] | Sequential number of the ensemble to which the data applies
CW_TEST,SP_MFLM | ADCP-PD12 | unit_id | PD1213 | unit_id_quantity_uint8_1 | 0 | quantity | uint8 |  | 1 | 0 | Unit ID | 0 | [8 empty] | The ID of the ADCP as set by the CI command
BETA | Gliders | c_air_pump | PD1214 | c_air_pump_quantity_int8_1 | 0 | quantity | int8 |  | 1 | -99 | c_air_pump | 0
BETA | Gliders | c_ballast_pumped | PD1215 | c_ballast_pumped_quantity_float32_mL | 0 | quantity | float32 |  | mL | -9999999 | c_ballast_pumped | 4
BETA | Gliders | c_battpos | PD1216 | c_battpos_quantity_float32_in | 0 | quantity | float32 |  | in | -9999999 | Commanded Battery Position, inches | 4 | [8 empty] | Commanded battery position in inches.
BETA | Gliders | c_battroll | PD1217 | c_battroll_quantity_float32_rad | 0 | quantity | float32 |  | rad | -9999999 | c_battroll | 4
BETA | Gliders | c_bsipar_on | PD1218 | c_bsipar_on_quantity_float32_s | 0 | quantity | float32 |  | s | -9999999 | c_bsipar_on | 4
BETA | Gliders | c_de_oil_vol | PD1219 | c_de_oil_vol_quantity_float32_mL | 0 | quantity | float32 |  | mL | -9999999 | c_de_oil_vol | 4
BETA | Gliders | c_dvl_on | PD1220 | c_dvl_on_quantity_float32_s | 0 | quantity | float32 |  | s | -9999999 | c_dvl_on | 4
BETA | Gliders | c_flbbcd_on | PD1221 | c_flbbcd_on_quantity_float32_s | 0 | quantity | float32 |  | s | -9999999 | c_flbbcd_on | 4
BETA | Gliders | c_heading | PD1222 | c_heading_quantity_float32_rad | 0 | quantity | float32 |  | rad | -9999999 | c_heading | 4
BETA | Gliders | c_oxy3835_wphase_on | PD1223 | c_oxy3835_wphase_on_quantity_float32_s | 0 | quantity | float32 |  | s | -9999999 | c_oxy3835_wphase_on | 4
BETA | Gliders | c_pitch | PD1224 | c_pitch_quantity_float32_rad | 0 | quantity | float32 |  | rad | -9999999 | c_pitch | 4
BETA | Gliders | c_profile_on | PD1225 | c_profile_on_quantity_float32_s | 0 | quantity | float32 |  | s | -9999999 | c_profile_on | 4
BETA | Gliders | c_wpt_lat | PD1226 | c_wpt_lat_quantity_float32_degrees | 0 | quantity | float32 |  | degrees | -9999999 | Commanded Waypoint Position: Latitude, degrees | 4 | [8 empty] | Commanded waypoint latitude in degrees.
BETA | Gliders | c_wpt_lon | PD1227 | c_wpt_lon_quantity_float32_degrees | 0 | quantity | float32 |  | degrees | -9999999 | Commanded Waypoint Position: Longitude, degrees | 4 | [8 empty] | Commanded waypoint longitude in degrees.
BETA | Gliders | m_1meg_persistor | PD1228 | m_1meg_persistor_quantity_int8_1 | 0 | quantity | int8 |  | 1 | -99 | m_1meg_persistor | 0
BETA | Gliders | m_aground_water_depth | PD1229 | m_aground_water_depth_quantity_float32_m | 0 | quantity | float32 |  | m | -9999999 | m_aground_water_depth | 4
BETA | Gliders | m_air_fill | PD1230 | m_air_fill_quantity_int8_1 | 0 | quantity | int8 |  | 1 | -99 | m_air_fill | 0
BETA | Gliders | m_air_pump | PD1231 | m_air_pump_quantity_int8_1 | 0 | quantity | int8 |  | 1 | -99 | m_air_pump | 0
BETA | Gliders | m_altimeter_status | PD1232 | m_altimeter_status_quantity_int8_1 | 0 | quantity | int8 |  | 1 | -99 | m_altimeter_status | 0
BETA | Gliders | m_altimeter_voltage | PD1233 | m_altimeter_voltage_quantity_float32_V | 0 | quantity | float32 |  | V | -9999999 | m_altimeter_voltage | 4
BETA | Gliders | m_altitude | PD1234 | m_altitude_quantity_float32_m | 0 | quantity | float32 |  | m | -9999999 | m_altitude | 4
BETA | Gliders | m_altitude_rate | PD1235 | m_altitude_rate_quantity_float32_m_s_1 | 0 | quantity | float32 |  | m s-1 | -9999999 | m_altitude_rate | 4
BETA | Gliders | m_appear_to_be_at_surface | PD1236 | m_appear_to_be_at_surface_quantity_int8_1 | 0 | quantity | int8 |  | 1 | -99 | m_appear_to_be_at_surface | 0
BETA | Gliders | m_argos_is_xmitting | PD1237 | m_argos_is_xmitting_quantity_int8_1 | 0 | quantity | int8 |  | 1 | -99 | m_argos_is_xmitting | 0
BETA | Gliders | m_argos_on | PD1238 | m_argos_on_quantity_int8_1 | 0 | quantity | int8 |  | 1 | -99 | m_argos_on | 0
BETA | Gliders | m_argos_sent_data | PD1239 | m_argos_sent_data_quantity_int8_1 | 0 | quantity | int8 |  | 1 | -99 | m_argos_sent_data | 0
BETA | Gliders | m_argos_timestamp | PD1240 | m_argos_timestamp_quantity_float64_seconds_since_1970_01_01 | 0 | quantity | float64 |  | seconds since 1970-01-01 | -9999999 | m_argos_timestamp | 4
BETA | Gliders | m_at_risk_depth | PD1241 | m_at_risk_depth_quantity_float32_m | 0 | quantity | float32 |  | m | -9999999 | m_at_risk_depth | 4
BETA | Gliders | m_avbot_enable | PD1242 | m_avbot_enable_quantity_int8_1 | 0 | quantity | int8 |  | 1 | -99 | m_avbot_enable | 0
BETA | Gliders | m_avbot_power | PD1243 | m_avbot_power_quantity_int8_1 | 0 | quantity | int8 |  | 1 | -99 | m_avbot_power | 0
BETA | Gliders | m_avg_climb_rate | PD1244 | m_avg_climb_rate_quantity_float32_m_s_1 | 0 | quantity | float32 |  | m s-1 | -9999999 | m_avg_climb_rate | 4
BETA | Gliders | m_avg_depth_rate | PD1245 | m_avg_depth_rate_quantity_float32_m_s_1 | 0 | quantity | float32 |  | m s-1 | -9999999 | m_avg_depth_rate | 4
BETA | Gliders | m_avg_dive_rate | PD1246 | m_avg_dive_rate_quantity_float32_m_s_1 | 0 | quantity | float32 |  | m s-1 | -9999999 | m_avg_dive_rate | 4
BETA | Gliders | m_avg_downward_inflection_time | PD1247 | m_avg_downward_inflection_time_quantity_float32_s | 0 | quantity | float32 |  | s | -9999999 | m_avg_downward_inflection_time | 4
BETA | Gliders | m_avg_speed | PD1248 | m_avg_speed_quantity_float32_m_s_1 | 0 | quantity | float32 |  | m s-1 | -9999999 | m_avg_speed | 4
BETA | Gliders | m_avg_system_clock_lags_gps | PD1249 | m_avg_system_clock_lags_gps_quantity_float32_s | 0 | quantity | float32 |  | s | -9999999 | m_avg_system_clock_lags_gps | 4
BETA | Gliders | m_avg_upward_inflection_time | PD1250 | m_avg_upward_inflection_time_quantity_float32_s | 0 | quantity | float32 |  | s | -9999999 | m_avg_upward_inflection_time | 4
BETA | Gliders | m_avg_yo_time | PD1251 | m_avg_yo_time_quantity_float32_s | 0 | quantity | float32 |  | s | -9999999 | m_avg_yo_time | 4
BETA | Gliders | m_ballast_pumped | PD1252 | m_ballast_pumped_quantity_float32_mL | 0 | quantity | float32 |  | mL | -9999999 | m_ballast_pumped | 4
BETA | Gliders | m_ballast_pumped_energy | PD1253 | m_ballast_pumped_energy_quantity_float32_J | 0 | quantity | float32 |  | J | -9999999 | m_ballast_pumped_energy | 4
BETA | Gliders | m_ballast_pumped_vel | PD1254 | m_ballast_pumped_vel_quantity_float32_mL_s_1 | 0 | quantity | float32 |  | mL s-1 | -9999999 | m_ballast_pumped_vel | 4
BETA | Gliders | m_battery | PD1255 | m_battery_quantity_float32_V | 0 | quantity | float32 |  | V | -9999999 | m_battery | 4
BETA | Gliders | m_battery_inst | PD1256 | m_battery_inst_quantity_float32_V | 0 | quantity | float32 |  | V | -9999999 | m_battery_inst | 4
BETA | Gliders | m_battpos | PD1257 | m_battpos_quantity_float32_in | 0 | quantity | float32 |  | in | -9999999 | Measured Battery Position, inches | 4 | [8 empty] | Measured battery position in inches.
BETA | Gliders | m_battpos_vel | PD1258 | m_battpos_vel_quantity_float32_in_s_1 | 0 | quantity | float32 |  | in s-1 | -9999999 | m_battpos_vel | 4
BETA | Gliders | m_battroll | PD1259 | m_battroll_quantity_float32_rad | 0 | quantity | float32 |  | rad | -9999999 | m_battroll | 4
BETA | Gliders | m_battroll_vel | PD1260 | m_battroll_vel_quantity_float32_rad_s_1 | 0 | quantity | float32 |  | rad s-1 | -9999999 | m_battroll_vel | 4
BETA | Gliders | m_bpump_fault_bit | PD1261 | m_bpump_fault_bit_quantity_int8_1 | 0 | quantity | int8 |  | 1 | -99 | m_bpump_fault_bit | 0
BETA | Gliders | m_certainly_at_surface | PD1262 | m_certainly_at_surface_quantity_int8_1 | 0 | quantity | int8 |  | 1 | -99 | m_certainly_at_surface | 0
BETA | Gliders | m_chars_tossed_by_abend | PD1263 | m_chars_tossed_by_abend_quantity_float32_1 | 0 | quantity | float32 |  | 1 | -9999999 | m_chars_tossed_by_abend | 4
BETA | Gliders | m_chars_tossed_with_cd_off | PD1264 | m_chars_tossed_with_cd_off_quantity_float32_1 | 0 | quantity | float32 |  | 1 | -9999999 | m_chars_tossed_with_cd_off | 4
BETA | Gliders | m_chars_tossed_with_power_off | PD1265 | m_chars_tossed_with_power_off_quantity_float32_1 | 0 | quantity | float32 |  | 1 | -9999999 | m_chars_tossed_with_power_off | 4
BETA | Gliders | m_climb_tot_time | PD1266 | m_climb_tot_time_quantity_float32_s | 0 | quantity | float32 |  | s | -9999999 | m_climb_tot_time | 4
BETA | Gliders | m_console_cd | PD1267 | m_console_cd_quantity_int8_1 | 0 | quantity | int8 |  | 1 | -99 | m_console_cd | 0
BETA | Gliders | m_console_on | PD1268 | m_console_on_quantity_int8_1 | 0 | quantity | int8 |  | 1 | -99 | m_console_on | 0
BETA | Gliders | m_cop_tickle | PD1269 | m_cop_tickle_quantity_int8_1 | 0 | quantity | int8 |  | 1 | -99 | m_cop_tickle | 0
BETA | Gliders | m_coulomb_amphr | PD1270 | m_coulomb_amphr_quantity_float32_amp_h | 0 | quantity | float32 |  | amp-h | -9999999 | m_coulomb_amphr | 4
BETA | Gliders | m_coulomb_amphr_raw | PD1271 | m_coulomb_amphr_raw_quantity_float32_1 | 0 | quantity | float32 |  | 1 | -9999999 | m_coulomb_amphr_raw | 4
BETA | Gliders | m_coulomb_amphr_total | PD1272 | m_coulomb_amphr_total_quantity_float32_amp_h | 0 | quantity | float32 |  | amp-h | -9999999 | Measured Total Persistant amp-hours, Ah | 4 | [8 empty] | Measured total persistant amp-hours(Ah).
BETA | Gliders | m_coulomb_current | PD1273 | m_coulomb_current_quantity_float32_amp | 0 | quantity | float32 |  | amp | -9999999 | Measured Instantaneous Current, A | 4 | [8 empty] | Measured instantaneous current in amps.
BETA | Gliders | m_coulomb_current_raw | PD1274 | m_coulomb_current_raw_quantity_float32_1 | 0 | quantity | float32 |  | 1 | -9999999 | m_coulomb_current_raw | 4
BETA | Gliders | m_cycle_number | PD1275 | m_cycle_number_quantity_float32_1 | 0 | quantity | float32 |  | 1 | -9999999 | m_cycle_number | 4
BETA | Gliders | m_depth | PD1276 | m_depth_quantity_float32_m | 0 | quantity | float32 |  | m | -9999999 | Measured Depth, m | 4 | [8 empty] | Measured depth in meters.
BETA | Gliders | m_depth_rate | PD1277 | m_depth_rate_quantity_float32_m_s_1 | 0 | quantity | float32 |  | m s-1 | -9999999 | m_depth_rate | 4
BETA | Gliders | m_depth_rate_avg_final | PD1278 | m_depth_rate_avg_final_quantity_float32_m_s_1 | 0 | quantity | float32 |  | m s-1 | -9999999 | m_depth_rate_avg_final | 4
BETA | Gliders | m_depth_rate_running_avg | PD1279 | m_depth_rate_running_avg_quantity_float32_m_s_1 | 0 | quantity | float32 |  | m s-1 | -9999999 | m_depth_rate_running_avg | 4
BETA | Gliders | m_depth_rate_running_avg_n | PD1280 | m_depth_rate_running_avg_n_quantity_int8_1 | 0 | quantity | int8 |  | 1 | -99 | m_depth_rate_running_avg_n | 0
BETA | Gliders | m_depth_rate_subsampled | PD1281 | m_depth_rate_subsampled_quantity_float32_m_s_1 | 0 | quantity | float32 |  | m s-1 | -9999999 | m_depth_rate_subsampled | 4
BETA | Gliders | m_depth_rejected | PD1282 | m_depth_rejected_quantity_int8_1 | 0 | quantity | int8 |  | 1 | -99 | m_depth_rejected | 0
BETA | Gliders | m_depth_state | PD1283 | m_depth_state_quantity_int8_1 | 0 | quantity | int8 |  | 1 | -99 | m_depth_state | 0
BETA | Gliders | m_depth_subsampled | PD1284 | m_depth_subsampled_quantity_float32_m | 0 | quantity | float32 |  | m | -9999999 | m_depth_subsampled | 4
BETA | Gliders | m_device_drivers_called_abnormally | PD1285 | m_device_drivers_called_abnormally_quantity_float32_1 | 0 | quantity | float32 |  | 1 | -9999999 | m_device_drivers_called_abnormally | 4
BETA | Gliders | m_device_error | PD1286 | m_device_error_quantity_float32_1 | 0 | quantity | float32 |  | 1 | -9999999 | m_device_error | 4
BETA | Gliders | m_device_oddity | PD1287 | m_device_oddity_quantity_float32_1 | 0 | quantity | float32 |  | 1 | -9999999 | m_device_oddity | 4
BETA | Gliders | m_device_warning | PD1288 | m_device_warning_quantity_float32_1 | 0 | quantity | float32 |  | 1 | -9999999 | m_device_warning | 4
BETA | Gliders | m_de_oil_vol | PD1289 | m_de_oil_vol_quantity_float32_mL | 0 | quantity | float32 |  | mL | -9999999 | Measured Deep Electric Oil Volume, mL | 4 | [8 empty] | Measured deep electric oil volume in mL. Derived from m_de_oil_vol_pot_voltage.
BETA | Gliders | m_de_oil_vol_pot_voltage | PD1290 | m_de_oil_vol_pot_voltage_quantity_float32_V | 0 | quantity | float32 |  | V | -9999999 | m_de_oil_vol_pot_voltage | 4
BETA | Gliders | m_de_pump_fault_count | PD1291 | m_de_pump_fault_count_quantity_float32_1 | 0 | quantity | float32 |  | 1 | -9999999 | m_de_pump_fault_count | 4
BETA | Gliders | m_digifin_cmd_done | PD1292 | m_digifin_cmd_done_quantity_float32_1 | 0 | quantity | float32 |  | 1 | -9999999 | m_digifin_cmd_done | 4
BETA | Gliders | m_digifin_cmd_error | PD1293 | m_digifin_cmd_error_quantity_float32_1 | 0 | quantity | float32 |  | 1 | -9999999 | m_digifin_cmd_error | 4
BETA | Gliders | m_digifin_leakdetect_reading | PD1294 | m_digifin_leakdetect_reading_quantity_float32_1 | 0 | quantity | float32 |  | 1 | -9999999 | m_digifin_leakdetect_reading | 4
BETA | Gliders | m_digifin_motorstep_counter | PD1295 | m_digifin_motorstep_counter_quantity_float32_1 | 0 | quantity | float32 |  | 1 | -9999999 | m_digifin_motorstep_counter | 4
BETA | Gliders | m_digifin_resp_data | PD1296 | m_digifin_resp_data_quantity_float32_1 | 0 | quantity | float32 |  | 1 | -9999999 | m_digifin_resp_data | 4
BETA | Gliders | m_digifin_status | PD1297 | m_digifin_status_quantity_float32_1 | 0 | quantity | float32 |  | 1 | -9999999 | m_digifin_status | 4
BETA | Gliders | m_disk_free | PD1298 | m_disk_free_quantity_float32_Mbytes | 0 | quantity | float32 |  | Mbytes | -9999999 | m_disk_free | 4
BETA | Gliders | m_disk_usage | PD1299 | m_disk_usage_quantity_float32_Mbytes | 0 | quantity | float32 |  | Mbytes | -9999999 | m_disk_usage | 4
BETA | Gliders | m_dist_to_wpt | PD1300 | m_dist_to_wpt_quantity_float32_m | 0 | quantity | float32 |  | m | -9999999 | m_dist_to_wpt | 4
BETA | Gliders | m_dive_depth | PD1301 | m_dive_depth_quantity_float32_m | 0 | quantity | float32 |  | m | -9999999 | m_dive_depth | 4
BETA | Gliders | m_dive_tot_time | PD1302 | m_dive_tot_time_quantity_float32_s | 0 | quantity | float32 |  | s | -9999999 | m_dive_tot_time | 4
BETA | Gliders | m_dr_fix_time | PD1303 | m_dr_fix_time_quantity_float32_s | 0 | quantity | float32 |  | s | -9999999 | m_dr_fix_time | 4
BETA | Gliders | m_dr_postfix_time | PD1304 | m_dr_postfix_time_quantity_float32_s | 0 | quantity | float32 |  | s | -9999999 | m_dr_postfix_time | 4
BETA | Gliders | m_dr_surf_x_lmc | PD1305 | m_dr_surf_x_lmc_quantity_float32_m | 0 | quantity | float32 |  | m | -9999999 | m_dr_surf_x_lmc | 4
BETA | Gliders | m_dr_surf_y_lmc | PD1306 | m_dr_surf_y_lmc_quantity_float32_m | 0 | quantity | float32 |  | m | -9999999 | m_dr_surf_y_lmc | 4
BETA | Gliders | m_dr_time | PD1307 | m_dr_time_quantity_float32_s | 0 | quantity | float32 |  | s | -9999999 | m_dr_time | 4
BETA | Gliders | m_dr_x_actual_err | PD1308 | m_dr_x_actual_err_quantity_float32_m | 0 | quantity | float32 |  | m | -9999999 | m_dr_x_actual_err | 4
BETA | Gliders | m_dr_x_ini_err | PD1309 | m_dr_x_ini_err_quantity_float32_m | 0 | quantity | float32 |  | m | -9999999 | m_dr_x_ini_err | 4
BETA | Gliders | m_dr_x_postfix_drift | PD1310 | m_dr_x_postfix_drift_quantity_float32_m | 0 | quantity | float32 |  | m | -9999999 | m_dr_x_postfix_drift | 4
BETA | Gliders | m_dr_x_ta_postfix_drift | PD1311 | m_dr_x_ta_postfix_drift_quantity_float32_m | 0 | quantity | float32 |  | m | -9999999 | m_dr_x_ta_postfix_drift | 4
BETA | Gliders | m_dr_y_actual_err | PD1312 | m_dr_y_actual_err_quantity_float32_m | 0 | quantity | float32 |  | m | -9999999 | m_dr_y_actual_err | 4
BETA | Gliders | m_dr_y_ini_err | PD1313 | m_dr_y_ini_err_quantity_float32_m | 0 | quantity | float32 |  | m | -9999999 | m_dr_y_ini_err | 4
BETA | Gliders | m_dr_y_postfix_drift | PD1314 | m_dr_y_postfix_drift_quantity_float32_m | 0 | quantity | float32 |  | m | -9999999 | m_dr_y_postfix_drift | 4
BETA | Gliders | m_dr_y_ta_postfix_drift | PD1315 | m_dr_y_ta_postfix_drift_quantity_float32_m | 0 | quantity | float32 |  | m | -9999999 | m_dr_y_ta_postfix_drift | 4
BETA | Gliders | m_est_time_to_surface | PD1316 | m_est_time_to_surface_quantity_float32_s | 0 | quantity | float32 |  | s | -9999999 | m_est_time_to_surface | 4
BETA | Gliders | m_fin | PD1317 | m_fin_quantity_float32_rad | 0 | quantity | float32 |  | rad | -9999999 | m_fin | 4
BETA | Gliders | m_final_water_vx | PD1318 | m_final_water_vx_quantity_float32_m_s_1 | 0 | quantity | float32 |  | m s-1 | -9999999 | m_final_water_vx | 4
BETA | Gliders | m_final_water_vy | PD1319 | m_final_water_vy_quantity_float32_m_s_1 | 0 | quantity | float32 |  | m s-1 | -9999999 | m_final_water_vy | 4
BETA | Gliders | m_fin_vel | PD1320 | m_fin_vel_quantity_float32_rad_s_1 | 0 | quantity | float32 |  | rad s-1 | -9999999 | m_fin_vel | 4
BETA | Gliders | m_fluid_pumped | PD1321 | m_fluid_pumped_quantity_float32_mL | 0 | quantity | float32 |  | mL | -9999999 | m_fluid_pumped | 4
BETA | Gliders | m_fluid_pumped_aft_hall_voltage | PD1322 | m_fluid_pumped_aft_hall_voltage_quantity_float32_V | 0 | quantity | float32 |  | V | -9999999 | m_fluid_pumped_aft_hall_voltage | 4
BETA | Gliders | m_fluid_pumped_fwd_hall_voltage | PD1323 | m_fluid_pumped_fwd_hall_voltage_quantity_float32_V | 0 | quantity | float32 |  | V | -9999999 | m_fluid_pumped_fwd_hall_voltage | 4
BETA | Gliders | m_fluid_pumped_vel | PD1324 | m_fluid_pumped_vel_quantity_float32_mL_s_1 | 0 | quantity | float32 |  | mL s-1 | -9999999 | m_fluid_pumped_vel | 4
BETA | Gliders | m_free_heap | PD1325 | m_free_heap_quantity_float32_bytes | 0 | quantity | float32 |  | bytes | -9999999 | m_free_heap | 4
BETA | Gliders | m_gps_dist_from_dr | PD1326 | m_gps_dist_from_dr_quantity_float32_m | 0 | quantity | float32 |  | m | -9999999 | m_gps_dist_from_dr | 4
BETA | Gliders | m_gps_fix_x_lmc | PD1327 | m_gps_fix_x_lmc_quantity_float32_m | 0 | quantity | float32 |  | m | -9999999 | m_gps_fix_x_lmc | 4
BETA | Gliders | m_gps_fix_y_lmc | PD1328 | m_gps_fix_y_lmc_quantity_float32_m | 0 | quantity | float32 |  | m | -9999999 | m_gps_fix_y_lmc | 4
BETA | Gliders | m_gps_full_status | PD1329 | m_gps_full_status_quantity_int8_1 | 0 | quantity | int8 |  | 1 | -99 | m_gps_full_status | 0
BETA | Gliders | m_gps_heading | PD1330 | m_gps_heading_quantity_float32_rad | 0 | quantity | float32 |  | rad | -9999999 | m_gps_heading | 4
BETA | Gliders | m_gps_ignored_lat | PD1331 | m_gps_ignored_lat_quantity_float64_degrees | 0 | quantity | float64 |  | degrees | -9999999 | m_gps_ignored_lat | 4
BETA | Gliders | m_gps_ignored_lon | PD1332 | m_gps_ignored_lon_quantity_float64_degrees | 0 | quantity | float64 |  | degrees | -9999999 | m_gps_ignored_lon | 4
BETA | Gliders | m_gps_invalid_lat | PD1333 | m_gps_invalid_lat_quantity_float64_degrees | 0 | quantity | float64 |  | degrees | -9999999 | m_gps_invalid_lat | 4
BETA | Gliders | m_gps_invalid_lon | PD1334 | m_gps_invalid_lon_quantity_float64_degrees | 0 | quantity | float64 |  | degrees | -9999999 | m_gps_invalid_lon | 4
BETA | Gliders | m_gps_lat | PD1335 | m_gps_lat_quantity_float32_degrees | 0 | quantity | float32 |  | degrees | -9999999 | Measured GPS Latitude, degrees | 4 | [8 empty] | Measured GPS latitude in decimal degrees
BETA | Gliders | m_gps_lon | PD1336 | m_gps_lon_quantity_float32_degrees | 0 | quantity | float32 |  | degrees | -9999999 | Measured GPS Longitude, degrees | 4 | [8 empty] | Measured GPS longitude in decimal degrees
BETA | Gliders | m_gps_mag_var | PD1337 | m_gps_mag_var_quantity_float32_rad | 0 | quantity | float32 |  | rad | -9999999 | m_gps_mag_var | 4
BETA | Gliders | m_gps_num_satellites | PD1338 | m_gps_num_satellites_quantity_float32_1 | 0 | quantity | float32 |  | 1 | -9999999 | m_gps_num_satellites | 4
BETA | Gliders | m_gps_on | PD1339 | m_gps_on_quantity_int8_1 | 0 | quantity | int8 |  | 1 | -99 | m_gps_on | 0
BETA | Gliders | m_gps_postfix_x_lmc | PD1340 | m_gps_postfix_x_lmc_quantity_float32_m | 0 | quantity | float32 |  | m | -9999999 | m_gps_postfix_x_lmc | 4
BETA | Gliders | m_gps_postfix_y_lmc | PD1341 | m_gps_postfix_y_lmc_quantity_float32_m | 0 | quantity | float32 |  | m | -9999999 | m_gps_postfix_y_lmc | 4
BETA | Gliders | m_gps_speed | PD1342 | m_gps_speed_quantity_float32_m_s_1 | 0 | quantity | float32 |  | m s-1 | -9999999 | m_gps_speed | 4
BETA | Gliders | m_gps_status | PD1343 | m_gps_status_quantity_int8_1 | 0 | quantity | int8 |  | 1 | -99 | m_gps_status | 0
BETA | Gliders | m_gps_toofar_lat | PD1344 | m_gps_toofar_lat_quantity_float64_degrees | 0 | quantity | float64 |  | degrees | -9999999 | m_gps_toofar_lat | 4
BETA | Gliders | m_gps_toofar_lon | PD1345 | m_gps_toofar_lon_quantity_float64_degrees | 0 | quantity | float64 |  | degrees | -9999999 | m_gps_toofar_lon | 4
BETA | Gliders | m_gps_uncertainty | PD1346 | m_gps_uncertainty_quantity_float32_1 | 0 | quantity | float32 |  | 1 | -9999999 | m_gps_uncertainty | 4
BETA | Gliders | m_gps_utc_day | PD1347 | m_gps_utc_day_quantity_int8_bytes | 0 | quantity | int8 |  | bytes | -99 | m_gps_utc_day | 0
BETA | Gliders | m_gps_utc_hour | PD1348 | m_gps_utc_hour_quantity_int8_bytes | 0 | quantity | int8 |  | bytes | -99 | m_gps_utc_hour | 0
BETA | Gliders | m_gps_utc_minute | PD1349 | m_gps_utc_minute_quantity_int8_bytes | 0 | quantity | int8 |  | bytes | -99 | m_gps_utc_minute | 0
BETA | Gliders | m_gps_utc_month | PD1350 | m_gps_utc_month_quantity_int8_bytes | 0 | quantity | int8 |  | bytes | -99 | m_gps_utc_month | 0
BETA | Gliders | m_gps_utc_second | PD1351 | m_gps_utc_second_quantity_float32_1 | 0 | quantity | float32 |  | 1 | -9999999 | m_gps_utc_second | 4
BETA | Gliders | m_gps_utc_year | PD1352 | m_gps_utc_year_quantity_int8_bytes | 0 | quantity | int8 |  | bytes | -99 | m_gps_utc_year | 0
BETA | Gliders | m_gps_x_lmc | PD1353 | m_gps_x_lmc_quantity_float32_m | 0 | quantity | float32 |  | m | -9999999 | m_gps_x_lmc | 4
BETA | Gliders | m_gps_y_lmc | PD1354 | m_gps_y_lmc_quantity_float32_m | 0 | quantity | float32 |  | m | -9999999 | m_gps_y_lmc | 4
BETA | Gliders | m_hdg_derror | PD1355 | m_hdg_derror_quantity_float32_rad_s_1 | 0 | quantity | float32 |  | rad s-1 | -9999999 | m_hdg_derror | 4
BETA | Gliders | m_hdg_error | PD1356 | m_hdg_error_quantity_float32_rad | 0 | quantity | float32 |  | rad | -9999999 | m_hdg_error | 4
BETA | Gliders | m_hdg_ierror | PD1357 | m_hdg_ierror_quantity_float32_rad_sec | 0 | quantity | float32 |  | rad-sec | -9999999 | m_hdg_ierror | 4
BETA | Gliders | m_hdg_rate | PD1358 | m_hdg_rate_quantity_float32_rad_s_1 | 0 | quantity | float32 |  | rad s-1 | -9999999 | m_hdg_rate | 4
BETA | Gliders | m_heading | PD1359 | m_heading_quantity_float32_rad | 0 | quantity | float32 |  | rad | -9999999 | Measured Heading, rad | 4 | [8 empty] | Measured heading in radians.
BETA | Gliders | m_initial_water_vx | PD1360 | m_initial_water_vx_quantity_float32_m_s_1 | 0 | quantity | float32 |  | m s-1 | -9999999 | m_initial_water_vx | 4
BETA | Gliders | m_initial_water_vy | PD1361 | m_initial_water_vy_quantity_float32_m_s_1 | 0 | quantity | float32 |  | m s-1 | -9999999 | m_initial_water_vy | 4
BETA | Gliders | m_iridium_attempt_num | PD1362 | m_iridium_attempt_num_quantity_float32_1 | 0 | quantity | float32 |  | 1 | -9999999 | m_iridium_attempt_num | 4
BETA | Gliders | m_iridium_call_num | PD1363 | m_iridium_call_num_quantity_float32_1 | 0 | quantity | float32 |  | 1 | -9999999 | m_iridium_call_num | 4
BETA | Gliders | m_iridium_connected | PD1364 | m_iridium_connected_quantity_int8_1 | 0 | quantity | int8 |  | 1 | -99 | m_iridium_connected | 0
BETA | Gliders | m_iridium_console_on | PD1365 | m_iridium_console_on_quantity_int8_1 | 0 | quantity | int8 |  | 1 | -99 | m_iridium_console_on | 0
BETA | Gliders | m_iridium_dialed_num | PD1366 | m_iridium_dialed_num_quantity_float32_1 | 0 | quantity | float32 |  | 1 | -9999999 | m_iridium_dialed_num | 4
BETA | Gliders | m_iridium_on | PD1367 | m_iridium_on_quantity_int8_1 | 0 | quantity | int8 |  | 1 | -99 | m_iridium_on | 0
BETA | Gliders | m_iridium_redials | PD1368 | m_iridium_redials_quantity_float32_1 | 0 | quantity | float32 |  | 1 | -9999999 | m_iridium_redials | 4
BETA | Gliders | m_iridium_signal_strength | PD1369 | m_iridium_signal_strength_quantity_float32_1 | 0 | quantity | float32 |  | 1 | -9999999 | m_iridium_signal_strength | 4
BETA | Gliders | m_iridium_status | PD1370 | m_iridium_status_quantity_int8_1 | 0 | quantity | int8 |  | 1 | -99 | m_iridium_status | 0
BETA | Gliders | m_iridium_waiting_redial_delay | PD1371 | m_iridium_waiting_redial_delay_quantity_int8_1 | 0 | quantity | int8 |  | 1 | -99 | m_iridium_waiting_redial_delay | 0
BETA | Gliders | m_iridium_waiting_registration | PD1372 | m_iridium_waiting_registration_quantity_int8_1 | 0 | quantity | int8 |  | 1 | -99 | m_iridium_waiting_registration | 0
BETA | Gliders | m_is_ballast_pump_moving | PD1373 | m_is_ballast_pump_moving_quantity_int8_1 | 0 | quantity | int8 |  | 1 | -99 | m_is_ballast_pump_moving | 0
BETA | Gliders | m_is_battpos_moving | PD1374 | m_is_battpos_moving_quantity_int8_1 | 0 | quantity | int8 |  | 1 | -99 | m_is_battpos_moving | 0
BETA | Gliders | m_is_battroll_moving | PD1375 | m_is_battroll_moving_quantity_int8_1 | 0 | quantity | int8 |  | 1 | -99 | m_is_battroll_moving | 0
BETA | Gliders | m_is_de_pump_moving | PD1376 | m_is_de_pump_moving_quantity_int8_1 | 0 | quantity | int8 |  | 1 | -99 | m_is_de_pump_moving | 0
BETA | Gliders | m_is_fin_moving | PD1377 | m_is_fin_moving_quantity_int8_1 | 0 | quantity | int8 |  | 1 | -99 | m_is_fin_moving | 0
BETA | Gliders | m_is_fpitch_pump_moving | PD1378 | m_is_fpitch_pump_moving_quantity_int8_1 | 0 | quantity | int8 |  | 1 | -99 | m_is_fpitch_pump_moving | 0
BETA | Gliders | m_is_speed_estimated | PD1379 | m_is_speed_estimated_quantity_int8_1 | 0 | quantity | int8 |  | 1 | -99 | m_is_speed_estimated | 0
BETA | Gliders | m_is_thermal_valve_moving | PD1380 | m_is_thermal_valve_moving_quantity_int8_1 | 0 | quantity | int8 |  | 1 | -99 | m_is_thermal_valve_moving | 0
BETA | Gliders | m_last_yo_time | PD1381 | m_last_yo_time_quantity_float32_s | 0 | quantity | float32 |  | s | -9999999 | m_last_yo_time | 4
BETA | Gliders | m_lat | PD1382 | m_lat_quantity_float32_degrees | 0 | quantity | float32 |  | degrees | -9999999 | Derived latitude, degrees | 4 | [8 empty] | Derived latitude in decimal degrees. Derived from dead-reckoning while underwater.
BETA | Gliders | m_leak | PD1383 | m_leak_quantity_int8_1 | 0 | quantity | int8 |  | 1 | -99 | m_leak | 0
BETA | Gliders | m_leakdetect_voltage | PD1384 | m_leakdetect_voltage_quantity_float32_V | 0 | quantity | float32 |  | V | -9999999 | m_leakdetect_voltage | 4
BETA | Gliders | m_leakdetect_voltage_forward | PD1385 | m_leakdetect_voltage_forward_quantity_float32_V | 0 | quantity | float32 |  | V | -9999999 | m_leakdetect_voltage_forward | 4
BETA | Gliders | m_leak_forward | PD1386 | m_leak_forward_quantity_int8_1 | 0 | quantity | int8 |  | 1 | -99 | m_leak_forward | 0
BETA | Gliders | m_lithium_battery_relative_charge | PD1387 | m_lithium_battery_relative_charge_quantity_float32_% | 0 | quantity | float32 |  | % | -9999999 | m_lithium_battery_relative_charge | 4
BETA | Gliders | m_lithium_battery_status | PD1388 | m_lithium_battery_status_quantity_float32_1 | 0 | quantity | float32 |  | 1 | -9999999 | m_lithium_battery_status | 4
BETA | Gliders | m_lithium_battery_time_to_charge | PD1389 | m_lithium_battery_time_to_charge_quantity_float32_min | 0 | quantity | float32 |  | min | -9999999 | m_lithium_battery_time_to_charge | 4
BETA | Gliders | m_lithium_battery_time_to_discharge | PD1390 | m_lithium_battery_time_to_discharge_quantity_float32_min | 0 | quantity | float32 |  | min | -9999999 | m_lithium_battery_time_to_discharge | 4
BETA | Gliders | m_lon | PD1391 | m_lon_quantity_float32_degrees | 0 | quantity | float32 |  | degrees | -9999999 | Derived longitude, degrees | 4 | [8 empty] | Derived longitude in decimal degrees. Derived from dead-reckoning while underwater.
BETA | Gliders | m_min_free_heap | PD1392 | m_min_free_heap_quantity_float32_bytes | 0 | quantity | float32 |  | bytes | -9999999 | m_min_free_heap | 4
BETA | Gliders | m_min_spare_heap | PD1393 | m_min_spare_heap_quantity_float32_bytes | 0 | quantity | float32 |  | bytes | -9999999 | m_min_spare_heap | 4
BETA | Gliders | m_mission_avg_speed_climbing | PD1394 | m_mission_avg_speed_climbing_quantity_float32_m_s_1 | 0 | quantity | float32 |  | m s-1 | -9999999 | m_mission_avg_speed_climbing | 4
BETA | Gliders | m_mission_avg_speed_diving | PD1395 | m_mission_avg_speed_diving_quantity_float32_m_s_1 | 0 | quantity | float32 |  | m s-1 | -9999999 | m_mission_avg_speed_diving | 4
BETA | Gliders | m_mission_start_time | PD1396 | m_mission_start_time_quantity_float64_seconds_since_1970_01_01 | 0 | quantity | float64 |  | seconds since 1970-01-01 | -9999999 | m_mission_start_time | 4
BETA | Gliders | m_num_half_yos_in_segment | PD1397 | m_num_half_yos_in_segment_quantity_float32_1 | 0 | quantity | float32 |  | 1 | -9999999 | m_num_half_yos_in_segment | 4
BETA | Gliders | m_pitch | PD1398 | m_pitch_quantity_float32_rad | 0 | quantity | float32 |  | rad | -9999999 | Measured Pitch, Radians | 4 | [8 empty] | The measured pitch of the glider in radians.
BETA | Gliders | m_pitch_energy | PD1399 | m_pitch_energy_quantity_float32_J | 0 | quantity | float32 |  | J | -9999999 | m_pitch_energy | 4
BETA | Gliders | m_pitch_error | PD1400 | m_pitch_error_quantity_float32_rad | 0 | quantity | float32 |  | rad | -9999999 | m_pitch_error | 4
BETA | Gliders | m_present_secs_into_mission | PD1401 | m_present_secs_into_mission_quantity_float32_s | 0 | quantity | float32 |  | s | -9999999 | Elapsed mission time, Secs | 4 | [8 empty] | Secs since mission started
BETA | Gliders | m_present_time | PD1402 | m_present_time_quantity_float64_seconds_since_1970_01_01 | 0 | quantity | float64 |  | seconds since 1970-01-01 | -9999999 | Time at the start of the cycle, Secs | 4 | [8 empty] | Secs since 1970 @ start of cycle
BETA | Gliders | m_pressure | PD1403 | m_pressure_quantity_float32_bar | 0 | quantity | float32 |  | bar | -9999999 | m_pressure | 4
BETA | Gliders | m_pressure_raw_voltage_sample0 | PD1404 | m_pressure_raw_voltage_sample0_quantity_float32_V | 0 | quantity | float32 |  | V | -9999999 | m_pressure_raw_voltage_sample0 | 4
BETA | Gliders | m_pressure_raw_voltage_sample19 | PD1405 | m_pressure_raw_voltage_sample19_quantity_float32_V | 0 | quantity | float32 |  | V | -9999999 | m_pressure_raw_voltage_sample19 | 4
BETA | Gliders | m_pressure_voltage | PD1406 | m_pressure_voltage_quantity_float32_V | 0 | quantity | float32 |  | V | -9999999 | m_pressure_voltage | 4
BETA | Gliders | m_raw_altitude | PD1407 | m_raw_altitude_quantity_float32_m | 0 | quantity | float32 |  | m | -9999999 | m_raw_altitude | 4
BETA | Gliders | m_raw_altitude_rejected | PD1408 | m_raw_altitude_rejected_quantity_int8_1 | 0 | quantity | int8 |  | 1 | -99 | m_raw_altitude_rejected | 0
BETA | Gliders | m_roll | PD1409 | m_roll_quantity_float32_rad | 0 | quantity | float32 |  | rad | -9999999 | m_roll | 4
BETA | Gliders | m_science_clothesline_lag | PD1410 | m_science_clothesline_lag_quantity_float32_s | 0 | quantity | float32 |  | s | -9999999 | m_science_clothesline_lag | 4
BETA | Gliders | m_science_on | PD1411 | m_science_on_quantity_int8_1 | 0 | quantity | int8 |  | 1 | -99 | m_science_on | 0
BETA | Gliders | m_science_ready_for_consci | PD1412 | m_science_ready_for_consci_quantity_int8_1 | 0 | quantity | int8 |  | 1 | -99 | m_science_ready_for_consci | 0
BETA | Gliders | m_science_sent_some_data | PD1413 | m_science_sent_some_data_quantity_float32_1 | 0 | quantity | float32 |  | 1 | -9999999 | m_science_sent_some_data | 4
BETA | Gliders | m_science_sync_time | PD1414 | m_science_sync_time_quantity_float64_seconds_since_1970_01_01 | 0 | quantity | float64 |  | seconds since 1970-01-01 | -9999999 | m_science_sync_time | 4
BETA | Gliders | m_science_unreadiness_for_consci | PD1415 | m_science_unreadiness_for_consci_quantity_int8_1 | 0 | quantity | int8 |  | 1 | -99 | m_science_unreadiness_for_consci | 0
BETA | Gliders | m_spare_heap | PD1416 | m_spare_heap_quantity_float32_bytes | 0 | quantity | float32 |  | bytes | -9999999 | m_spare_heap | 4
BETA | Gliders | m_speed | PD1417 | m_speed_quantity_float32_m_s_1 | 0 | quantity | float32 |  | m s-1 | -9999999 | Measured Speed, m/s | 4 | [8 empty] | Measured speed in m/s.
BETA | Gliders | m_stable_comms | PD1418 | m_stable_comms_quantity_int8_1 | 0 | quantity | int8 |  | 1 | -99 | m_stable_comms | 0
BETA | Gliders | m_strobe_ctrl | PD1419 | m_strobe_ctrl_quantity_int8_1 | 0 | quantity | int8 |  | 1 | -99 | m_strobe_ctrl | 0
BETA | Gliders | m_surface_est_cmd | PD1420 | m_surface_est_cmd_quantity_float32_1 | 0 | quantity | float32 |  | 1 | -9999999 | m_surface_est_cmd | 4
BETA | Gliders | m_surface_est_ctd | PD1421 | m_surface_est_ctd_quantity_float32_1 | 0 | quantity | float32 |  | 1 | -9999999 | m_surface_est_ctd | 4
BETA | Gliders | m_surface_est_fw | PD1422 | m_surface_est_fw_quantity_float32_1 | 0 | quantity | float32 |  | 1 | -9999999 | m_surface_est_fw | 4
BETA | Gliders | m_surface_est_gps | PD1423 | m_surface_est_gps_quantity_float32_1 | 0 | quantity | float32 |  | 1 | -9999999 | m_surface_est_gps | 4
BETA | Gliders | m_surface_est_irid | PD1424 | m_surface_est_irid_quantity_float32_1 | 0 | quantity | float32 |  | 1 | -9999999 | m_surface_est_irid | 4
BETA | Gliders | m_surface_est_total | PD1425 | m_surface_est_total_quantity_float32_1 | 0 | quantity | float32 |  | 1 | -9999999 | m_surface_est_total | 4
BETA | Gliders | m_system_clock_lags_gps | PD1426 | m_system_clock_lags_gps_quantity_float32_s | 0 | quantity | float32 |  | s | -9999999 | m_system_clock_lags_gps | 4
BETA | Gliders | m_tcm3_is_calibrated | PD1427 | m_tcm3_is_calibrated_quantity_int8_1 | 0 | quantity | int8 |  | 1 | -99 | m_tcm3_is_calibrated | 0
BETA | Gliders | m_tcm3_magbearth | PD1428 | m_tcm3_magbearth_quantity_float32_uT | 0 | quantity | float32 |  | uT | -9999999 | m_tcm3_magbearth | 4
BETA | Gliders | m_tcm3_poll_time | PD1429 | m_tcm3_poll_time_quantity_float32_ms | 0 | quantity | float32 |  | ms | -9999999 | m_tcm3_poll_time | 4
BETA | Gliders | m_tcm3_recv_start_time | PD1430 | m_tcm3_recv_start_time_quantity_float32_ms | 0 | quantity | float32 |  | ms | -9999999 | m_tcm3_recv_start_time | 4
BETA | Gliders | m_tcm3_recv_stop_time | PD1431 | m_tcm3_recv_stop_time_quantity_float32_ms | 0 | quantity | float32 |  | ms | -9999999 | m_tcm3_recv_stop_time | 4
BETA | Gliders | m_tcm3_stddeverr | PD1432 | m_tcm3_stddeverr_quantity_float32_uT | 0 | quantity | float32 |  | uT | -9999999 | m_tcm3_stddeverr | 4
BETA | Gliders | m_tcm3_xcoverage | PD1433 | m_tcm3_xcoverage_quantity_float32_% | 0 | quantity | float32 |  | % | -9999999 | m_tcm3_xcoverage | 4
BETA | Gliders | m_tcm3_ycoverage | PD1434 | m_tcm3_ycoverage_quantity_float32_% | 0 | quantity | float32 |  | % | -9999999 | m_tcm3_ycoverage | 4
BETA | Gliders | m_tcm3_zcoverage | PD1435 | m_tcm3_zcoverage_quantity_float32_% | 0 | quantity | float32 |  | % | -9999999 | m_tcm3_zcoverage | 4
BETA | Gliders | m_thermal_acc_pres | PD1436 | m_thermal_acc_pres_quantity_float32_bar | 0 | quantity | float32 |  | bar | -9999999 | m_thermal_acc_pres | 4
BETA | Gliders | m_thermal_acc_pres_voltage | PD1437 | m_thermal_acc_pres_voltage_quantity_float32_V | 0 | quantity | float32 |  | V | -9999999 | m_thermal_acc_pres_voltage | 4
BETA | Gliders | m_thermal_acc_vol | PD1438 | m_thermal_acc_vol_quantity_float32_mL | 0 | quantity | float32 |  | mL | -9999999 | m_thermal_acc_vol | 4
BETA | Gliders | m_thermal_enuf_acc_vol | PD1439 | m_thermal_enuf_acc_vol_quantity_int8_1 | 0 | quantity | int8 |  | 1 | -99 | m_thermal_enuf_acc_vol | 0
BETA | Gliders | m_thermal_pump | PD1440 | m_thermal_pump_quantity_int8_1 | 0 | quantity | int8 |  | 1 | -99 | m_thermal_pump | 0
BETA | Gliders | m_thermal_updown | PD1441 | m_thermal_updown_quantity_int8_1 | 0 | quantity | int8 |  | 1 | -99 | m_thermal_updown | 0
BETA | Gliders | m_thermal_valve | PD1442 | m_thermal_valve_quantity_int8_1 | 0 | quantity | int8 |  | 1 | -99 | m_thermal_valve | 0
BETA | Gliders | m_time_til_wpt | PD1443 | m_time_til_wpt_quantity_float32_s | 0 | quantity | float32 |  | s | -9999999 | m_time_til_wpt | 4
BETA | Gliders | m_tot_ballast_pumped_energy | PD1444 | m_tot_ballast_pumped_energy_quantity_float32_kJ | 0 | quantity | float32 |  | kJ | -9999999 | m_tot_ballast_pumped_energy | 4
BETA | Gliders | m_tot_horz_dist | PD1445 | m_tot_horz_dist_quantity_float32_km | 0 | quantity | float32 |  | km | -9999999 | m_tot_horz_dist | 4
BETA | Gliders | m_tot_num_inflections | PD1446 | m_tot_num_inflections_quantity_float32_1 | 0 | quantity | float32 |  | 1 | -9999999 | m_tot_num_inflections | 4
BETA | Gliders | m_tot_on_time | PD1447 | m_tot_on_time_quantity_float32_d | 0 | quantity | float32 |  | d | -9999999 | m_tot_on_time | 4
BETA | Gliders | m_vacuum | PD1448 | m_vacuum_quantity_float32_inHg | 0 | quantity | float32 |  | inHg | -9999999 | m_vacuum | 4
BETA | Gliders | m_vehicle_temp | PD1449 | m_vehicle_temp_quantity_float32_deg_C | 0 | quantity | float32 |  | deg_C | -9999999 | m_vehicle_temp | 4
BETA | Gliders | m_veh_overheat | PD1450 | m_veh_overheat_quantity_int8_1 | 0 | quantity | int8 |  | 1 | -99 | m_veh_overheat | 0
BETA | Gliders | m_veh_temp | PD1451 | m_veh_temp_quantity_float32_deg_C | 0 | quantity | float32 |  | deg_C | -9999999 | m_veh_temp | 4
BETA | Gliders | m_vmg_to_wpt | PD1452 | m_vmg_to_wpt_quantity_float32_m_s_1 | 0 | quantity | float32 |  | m s-1 | -9999999 | m_vmg_to_wpt | 4
BETA | Gliders | m_vx_lmc | PD1453 | m_vx_lmc_quantity_float32_m_s_1 | 0 | quantity | float32 |  | m s-1 | -9999999 | m_vx_lmc | 4
BETA | Gliders | m_vy_lmc | PD1454 | m_vy_lmc_quantity_float32_m_s_1 | 0 | quantity | float32 |  | m s-1 | -9999999 | m_vy_lmc | 4
BETA | Gliders | m_water_cond | PD1455 | m_water_cond_quantity_float32_S_m_1 | 0 | quantity | float32 |  | S m-1 | -9999999 | m_water_cond | 4
BETA | Gliders | m_water_delta_vx | PD1456 | m_water_delta_vx_quantity_float32_m_s_1 | 0 | quantity | float32 |  | m s-1 | -9999999 | m_water_delta_vx | 4
BETA | Gliders | m_water_delta_vy | PD1457 | m_water_delta_vy_quantity_float32_m_s_1 | 0 | quantity | float32 |  | m s-1 | -9999999 | m_water_delta_vy | 4
BETA | Gliders | m_water_depth | PD1458 | m_water_depth_quantity_float32_m | 0 | quantity | float32 |  | m | -9999999 | m_water_depth | 4
BETA | Gliders | m_water_pressure | PD1459 | m_water_pressure_quantity_float32_bar | 0 | quantity | float32 |  | bar | -9999999 | m_water_pressure | 4
BETA | Gliders | m_water_temp | PD1460 | m_water_temp_quantity_float32_deg_C | 0 | quantity | float32 |  | deg_C | -9999999 | m_water_temp | 4
BETA | Gliders | m_water_vx | PD1461 | m_water_vx_quantity_float32_m_s_1 | 0 | quantity | float32 |  | m s-1 | -9999999 | Measured Water Velocity: X, m/s | 4 | [8 empty] | Measured water velocity: X component in m/s.
BETA | Gliders | m_water_vy | PD1462 | m_water_vy_quantity_float32_m_s_1 | 0 | quantity | float32 |  | m s-1 | -9999999 | Measured Water Velocity: Y, m/s | 4 | [8 empty] | Measured water velocity: Y component in m/s.
BETA | Gliders | m_why_started | PD1463 | m_why_started_quantity_int8_1 | 0 | quantity | int8 |  | 1 | -99 | m_why_started | 0
BETA | Gliders | m_x_lmc | PD1464 | m_x_lmc_quantity_float32_m | 0 | quantity | float32 |  | m | -9999999 | m_x_lmc | 4
BETA | Gliders | m_y_lmc | PD1465 | m_y_lmc_quantity_float32_m | 0 | quantity | float32 |  | m | -9999999 | m_y_lmc | 4
BETA | Gliders | x_last_wpt_lat | PD1466 | x_last_wpt_lat_quantity_float32_degrees | 0 | quantity | float32 |  | degrees | -9999999 | x_last_wpt_lat | 4
BETA | Gliders | x_last_wpt_lon | PD1467 | x_last_wpt_lon_quantity_float32_degrees | 0 | quantity | float32 |  | degrees | -9999999 | x_last_wpt_lon | 4
BETA | Gliders | x_system_clock_adjusted | PD1468 | x_system_clock_adjusted_quantity_float32_s | 0 | quantity | float32 |  | s | -9999999 | x_system_clock_adjusted | 4
BETA | Gliders | sci_bsipar_is_installed | PD1469 | sci_bsipar_is_installed_quantity_int8_1 | 0 | quantity | int8 |  | 1 | -99 | sci_bsipar_is_installed | 0
BETA | Gliders | sci_bsipar_par | PD1470 | sci_bsipar_par_quantity_float32_uEinsteins_m_2_s_1 | 0 | quantity | float32 |  | uEinsteins m-2 s-1 | -9999999 | sci_bsipar_par | 4
BETA | Gliders | sci_bsipar_sensor_volts | PD1471 | sci_bsipar_sensor_volts_quantity_float32_V | 0 | quantity | float32 |  | V | -9999999 | sci_bsipar_sensor_volts | 4
BETA | Gliders | sci_bsipar_supply_volts | PD1472 | sci_bsipar_supply_volts_quantity_float32_V | 0 | quantity | float32 |  | V | -9999999 | sci_bsipar_supply_volts | 4
BETA | Gliders | sci_bsipar_temp | PD1473 | sci_bsipar_temp_quantity_float32_deg_C | 0 | quantity | float32 |  | deg_C | -9999999 | sci_bsipar_temp | 4
BETA | Gliders | sci_bsipar_timestamp | PD1474 | sci_bsipar_timestamp_quantity_float64_seconds_since_1970_01_01 | 0 | quantity | float64 |  | seconds since 1970-01-01 | -9999999 | sci_bsipar_timestamp | 4
BETA | Gliders | sci_ctd41cp_is_installed | PD1475 | sci_ctd41cp_is_installed_quantity_int8_1 | 0 | quantity | int8 |  | 1 | -99 | sci_ctd41cp_is_installed | 0
BETA | Gliders | sci_ctd41cp_timestamp | PD1476 | sci_ctd41cp_timestamp_quantity_float64_seconds_since_1970_01_01 | 0 | quantity | float64 |  | seconds since 1970-01-01 | -9999999 | sci_ctd41cp_timestamp | 4
BETA | Gliders | sci_flbbcd_bb_ref | PD1477 | sci_flbbcd_bb_ref_quantity_float32_1 | 0 | quantity | float32 |  | 1 | -9999999 | sci_flbbcd_bb_ref | 4
BETA | Gliders | sci_flbbcd_bb_sig | PD1478 | sci_flbbcd_bb_sig_quantity_float32_1 | 0 | quantity | float32 |  | 1 | -9999999 | sci_flbbcd_bb_sig | 4
BETA | Gliders | sci_flbbcd_bb_units | PD1479 | sci_flbbcd_bb_units_quantity_float32_m_1_sr_1 | 0 | quantity | float32 |  | m-1 sr-1 | -9999999 | sci_flbbcd_bb_units | 4
BETA | Gliders | sci_flbbcd_cdom_ref | PD1480 | sci_flbbcd_cdom_ref_quantity_float32_1 | 0 | quantity | float32 |  | 1 | -9999999 | sci_flbbcd_cdom_ref | 4
BETA | Gliders | sci_flbbcd_cdom_sig | PD1481 | sci_flbbcd_cdom_sig_quantity_float32_1 | 0 | quantity | float32 |  | 1 | -9999999 | sci_flbbcd_cdom_sig | 4
BETA | Gliders | sci_flbbcd_cdom_units | PD1482 | sci_flbbcd_cdom_units_quantity_float32_ppb | 0 | quantity | float32 |  | ppb | -9999999 | sci_flbbcd_cdom_units | 4
BETA | Gliders | sci_flbbcd_chlor_ref | PD1483 | sci_flbbcd_chlor_ref_quantity_float32_1 | 0 | quantity | float32 |  | 1 | -9999999 | sci_flbbcd_chlor_ref | 4
BETA | Gliders | sci_flbbcd_chlor_sig | PD1484 | sci_flbbcd_chlor_sig_quantity_float32_1 | 0 | quantity | float32 |  | 1 | -9999999 | sci_flbbcd_chlor_sig | 4
BETA | Gliders | sci_flbbcd_chlor_units | PD1485 | sci_flbbcd_chlor_units_quantity_float32_ug_L_1 | 0 | quantity | float32 |  | ug L-1 | -9999999 | sci_flbbcd_chlor_units | 4
BETA | Gliders | sci_flbbcd_is_installed | PD1486 | sci_flbbcd_is_installed_quantity_int8_1 | 0 | quantity | int8 |  | 1 | -99 | sci_flbbcd_is_installed | 0
BETA | Gliders | sci_flbbcd_therm | PD1487 | sci_flbbcd_therm_quantity_float32_1 | 0 | quantity | float32 |  | 1 | -9999999 | sci_flbbcd_therm | 4
BETA | Gliders | sci_flbbcd_timestamp | PD1488 | sci_flbbcd_timestamp_quantity_float64_seconds_since_1970_01_01 | 0 | quantity | float64 |  | seconds since 1970-01-01 | -9999999 | sci_flbbcd_timestamp | 4
BETA | Gliders | sci_m_disk_free | PD1489 | sci_m_disk_free_quantity_float32_Mbytes | 0 | quantity | float32 |  | Mbytes | -9999999 | sci_m_disk_free | 4
BETA | Gliders | sci_m_disk_usage | PD1490 | sci_m_disk_usage_quantity_float32_Mbytes | 0 | quantity | float32 |  | Mbytes | -9999999 | sci_m_disk_usage | 4
BETA | Gliders | sci_m_free_heap | PD1491 | sci_m_free_heap_quantity_float32_bytes | 0 | quantity | float32 |  | bytes | -9999999 | sci_m_free_heap | 4
BETA | Gliders | sci_m_min_free_heap | PD1492 | sci_m_min_free_heap_quantity_float32_bytes | 0 | quantity | float32 |  | bytes | -9999999 | sci_m_min_free_heap | 4
BETA | Gliders | sci_m_min_spare_heap | PD1493 | sci_m_min_spare_heap_quantity_float32_bytes | 0 | quantity | float32 |  | bytes | -9999999 | sci_m_min_spare_heap | 4
BETA | Gliders | sci_m_present_secs_into_mission | PD1494 | sci_m_present_secs_into_mission_quantity_float32_s | 0 | quantity | float32 |  | s | -9999999 | Elapsed mission time based on science derived start time, Secs | 4 | [8 empty] | Secs since mission started. Based on Science derived start time.
BETA | Gliders | sci_m_present_time | PD1495 | sci_m_present_time_quantity_float64_seconds_since_1970_01_01 | 0 | quantity | float64 |  | seconds since 1970-01-01 | -9999999 | Science derived time at the start of the cycle, Secs | 4 | [8 empty] | Written by science on every cycle their notion of time, secs since 1970
BETA | Gliders | sci_m_science_on | PD1496 | sci_m_science_on_quantity_int8_1 | 0 | quantity | int8 |  | 1 | -99 | sci_m_science_on | 0
BETA | Gliders | sci_m_spare_heap | PD1497 | sci_m_spare_heap_quantity_float32_bytes | 0 | quantity | float32 |  | bytes | -9999999 | sci_m_spare_heap | 4
BETA | Gliders | sci_oxy3835_wphase_bamp | PD1498 | sci_oxy3835_wphase_bamp_quantity_float32_1 | 0 | quantity | float32 |  | 1 | -9999999 | sci_oxy3835_wphase_bamp | 4
BETA | Gliders | sci_oxy3835_wphase_bphase | PD1499 | sci_oxy3835_wphase_bphase_quantity_float32_1 | 0 | quantity | float32 |  | 1 | -9999999 | sci_oxy3835_wphase_bphase | 4
BETA | Gliders | sci_oxy3835_wphase_bpot | PD1500 | sci_oxy3835_wphase_bpot_quantity_float32_1 | 0 | quantity | float32 |  | 1 | -9999999 | sci_oxy3835_wphase_bpot | 4
BETA | Gliders | sci_oxy3835_wphase_dphase | PD1501 | sci_oxy3835_wphase_dphase_quantity_float32_1 | 0 | quantity | float32 |  | 1 | -9999999 | sci_oxy3835_wphase_dphase | 4
BETA | Gliders | sci_oxy3835_wphase_is_installed | PD1502 | sci_oxy3835_wphase_is_installed_quantity_int8_1 | 0 | quantity | int8 |  | 1 | -99 | sci_oxy3835_wphase_is_installed | 0
BETA | Gliders | sci_oxy3835_wphase_oxygen | PD1503 | sci_oxy3835_wphase_oxygen_quantity_float32_mL_L_1 | 0 | quantity | float32 |  | mL L-1 | -9999999 | sci_oxy3835_wphase_oxygen | 4
BETA | Gliders | sci_oxy3835_wphase_ramp | PD1504 | sci_oxy3835_wphase_ramp_quantity_float32_1 | 0 | quantity | float32 |  | 1 | -9999999 | sci_oxy3835_wphase_ramp | 4
BETA | Gliders | sci_oxy3835_wphase_rawtemp | PD1505 | sci_oxy3835_wphase_rawtemp_quantity_float32_1 | 0 | quantity | float32 |  | 1 | -9999999 | sci_oxy3835_wphase_rawtemp | 4
BETA | Gliders | sci_oxy3835_wphase_rphase | PD1506 | sci_oxy3835_wphase_rphase_quantity_float32_1 | 0 | quantity | float32 |  | 1 | -9999999 | sci_oxy3835_wphase_rphase | 4
BETA | Gliders | sci_oxy3835_wphase_saturation | PD1507 | sci_oxy3835_wphase_saturation_quantity_float32_% | 0 | quantity | float32 |  | % | -9999999 | sci_oxy3835_wphase_saturation | 4
BETA | Gliders | sci_oxy3835_wphase_temp | PD1508 | sci_oxy3835_wphase_temp_quantity_float32_1 | 0 | quantity | float32 |  | 1 | -9999999 | sci_oxy3835_wphase_temp | 4
BETA | Gliders | sci_oxy3835_wphase_timestamp | PD1509 | sci_oxy3835_wphase_timestamp_quantity_float64_seconds_since_1970_01_01 | 0 | quantity | float64 |  | seconds since 1970-01-01 | -9999999 | sci_oxy3835_wphase_timestamp | 4
BETA | Gliders | sci_oxy4_c1amp | PD1510 | sci_oxy4_c1amp_quantity_float32_1 | 0 | quantity | float32 |  | 1 | -9999999 | sci_oxy4330f_c1amp | 4
BETA | Gliders | sci_oxy4_c1rph | PD1511 | sci_oxy4_c1rph_quantity_float32_1 | 0 | quantity | float32 |  | 1 | -9999999 | sci_oxy4330f_c1rph | 4
BETA | Gliders | sci_oxy4_c2amp | PD1512 | sci_oxy4_c2amp_quantity_float32_1 | 0 | quantity | float32 |  | 1 | -9999999 | sci_oxy4330f_c2amp | 4
BETA | Gliders | sci_oxy4_c2rph | PD1513 | sci_oxy4_c2rph_quantity_float32_1 | 0 | quantity | float32 |  | 1 | -9999999 | sci_oxy4330f_c2rph | 4
BETA | Gliders | sci_oxy4_calphase | PD1514 | sci_oxy4_calphase_quantity_float32_degrees | 0 | quantity | float32 |  | degrees | -9999999 | sci_oxy4330f_calphase | 4 | [6 empty] | DOCONCS_L0
BETA | Gliders | sci_oxy4_is_installed | PD1515 | sci_oxy4_is_installed_quantity_int8_1 | 0 | quantity | int8 |  | 1 | -99 | sci_oxy4330f_is_installed | 0
BETA | Gliders | sci_oxy4_oxygen | PD1516 | sci_oxy4_oxygen_quantity_float32_umol_L_1 | 0 | quantity | float32 |  | umol L-1 | -9999999 | Estimated Oxygen Concentration, uMol | 4 | [6 empty] | DOCONCS_L1 |  | Estimated Oxygen concentration in uMol.
BETA | Gliders | sci_oxy4_rawtemp | PD1517 | sci_oxy4_rawtemp_quantity_float32_1 | 0 | quantity | float32 |  | 1 | -9999999 | sci_oxy4330f_rawtemp | 4
BETA | Gliders | sci_oxy4_saturation | PD1518 | sci_oxy4_saturation_quantity_float32_% | 0 | quantity | float32 |  | % | -9999999 | Estimated Percentage Oxygen Saturation, % | 4 | [8 empty] | Estimated Oxygen percent saturation
BETA | Gliders | sci_oxy4_tcphase | PD1519 | sci_oxy4_tcphase_quantity_float32_1 | 0 | quantity | float32 |  | 1 | -9999999 | sci_oxy4330f_tcphase | 4
BETA | Gliders | sci_oxy4_temp | PD1520 | sci_oxy4_temp_quantity_float32_1 | 0 | quantity | float32 |  | 1 | -9999999 | sci_oxy4330f_temp | 4
BETA | Gliders | sci_oxy4_timestamp | PD1521 | sci_oxy4_timestamp_quantity_float64_1 | 0 | quantity | float64 |  | 1 | -9999999 | sci_oxy4330f_timestamp | 4
BETA | Gliders | sci_reqd_heartbeat | PD1522 | sci_reqd_heartbeat_quantity_float32_s | 0 | quantity | float32 |  | s | -9999999 | sci_reqd_heartbeat | 4
BETA | Gliders | sci_software_ver | PD1523 | sci_software_ver_quantity_float32_1 | 0 | quantity | float32 |  | 1 | -9999999 | sci_software_ver | 4
BETA | Gliders | sci_wants_comms | PD1524 | sci_wants_comms_quantity_int8_1 | 0 | quantity | int8 |  | 1 | -99 | sci_wants_comms | 0
BETA | Gliders | sci_wants_surface | PD1525 | sci_wants_surface_quantity_int8_1 | 0 | quantity | int8 |  | 1 | -99 | sci_wants_surface | 0
BETA | Gliders | sci_water_cond | PD1526 | sci_water_cond_quantity_float64_S_m_1 | 0 | quantity | float64 |  | S m-1 | -9999999 | Conductivity, S/m | 4 |  |  |  |  | CONDWAT |  | CONDWAT_L1 |  | Conductivity, S/m
BETA | Gliders | sci_water_pressure | PD1527 | sci_water_pressure_quantity_float64_bar | 0 | quantity | float64 |  | bar | -9999999 | Pressure, bars | 4 |  |  |  |  | PRESWAT |  | PRESWAT_L1 |  | Pressure, bar
BETA | Gliders | sci_water_temp | PD1528 | sci_water_temp_quantity_float64_deg_C | 0 | quantity | float64 |  | deg_C | -9999999 | Temperature, degrees C | 4 |  |  |  |  | TEMPWAT |  | TEMPWAT_L1 |  | Temperature, Degrees C
BETA | Gliders | sci_x_disk_files_removed | PD1529 | sci_x_disk_files_removed_quantity_float32_1 | 0 | quantity | float32 |  | 1 | -9999999 | sci_x_disk_files_removed | 4
BETA | Gliders | sci_x_sent_data_files | PD1530 | sci_x_sent_data_files_quantity_float32_1 | 0 | quantity | float32 |  | 1 | -9999999 | sci_x_sent_data_files | 4
BETA | Gliders | sci_flbb_bb_units | PD1537 | sci_flbb_bb_units_quantity_float32_m_1_sr_1 | 0 | quantity | float32 |  | m-1 sr-1 |  | Volume Scattering Function, Beta(117,650), m-1 sr-1 | 4 |  |  |  |  | FLUBSCT |  | FLUBSCT_L1 |  | The L1 FLUBSCT data product measuring the volume scattering coefficient, Beta, at 700 nm with a 117 degrees scattering angle.
BETA | Gliders | sci_flbb_chlor_units | PD1538 | sci_flbb_chlor_units_quantity_float32_ug_L_1 | 0 | quantity | float32 |  | ug L-1 |  | Estimated Chlorophyll, ug L-1 | 4 |  |  |  |  | CHLAFLO |  | CHLAFLO_L1 |  | Estimated Chlorophyll concentration from fluroesence measurements
BETA | Gliders | x_low_power_status | PD1539 | x_low_power_status_quantity_float32_1 | 0 | quantity | float32 |  | 1 | -9999999 | Low Power Status | 4 | [8 empty] | Low Power Status.
EXAMPLE1 | Examples | thermistor_temperature | PD1531 | thermistor_temperature_quantity_float32_counts | 0 | quantity | float32 |  | counts | -9999999 | Thermistor Temperature Counts | [8 empty] | http://bit.ly/155ctGv
EXAMPLE1 | Examples | sbe16_tempwat | PD1532 | sbe16_tempwat_function_float32_deg_C | 0 | function | float32 |  | deg_C | -9999999 | ctd_sbe16plus_tempwat | 4 |  | PFID35 | {'a0': 'CC_a0', 'a1': 'CC_a1', 'a2': 'CC_a2', 'a3': 'CC_a3', 't0': 'PD193'} |  |  |  | TEMPWAT_L1 | http://goo.gl/hqD0OA | Compute the L1 TEMPWAT data product from the SBE 16Plus V2 CTD instruments
CW_TEST | Gliders | sci_dvl_is_installed | PD1533 | sci_dvl_is_installed_quantity_int8_1 | 0 | quantity | int8 |  | 1 | -99 | sci_dvl_is_installed | 0
EXAMPLE1 | Examples | sbe16_preswat | PD1534 | sbe16_preswat_function_float32_dbar | 0 | function | float32 |  | dbar | -9999999 | ctd_sbe16plus_preswat | 4 |  | PFID36 | {'pa0': 'CC_pa0', 'ptca1': 'CC_ptca1', 'p0': 'PD195', 'therm0': 'PD1531', 'pa1': 'CC_pa1', 'pa2': 'CC_pa2', 'ptempa2': 'CC_ptempa2', 'ptca0': 'CC_ptca0', 'ptempa0': 'CC_ptempa0', 'ptempa1': 'CC_ptempa1', 'ptcb0': 'CC_ptcb0', 'ptcb1': 'CC_ptcb1', 'ptcb2': 'CC_ptcb2', 'ptca2': 'CC_ptca2'} |  |  |  | PRESWAT_L1 | http://goo.gl/366Lrj | Compute the L1 PRESWAT data product from the SBE 16Plus V2 CTD instruments
EXAMPLE1 | Examples | sbe16_condwat | PD1535 | sbe16_condwat_function_float32_S_m_1 | 0 | function | float32 |  | S m-1 | -9999999 | ctd_sbe16plus_condwat | 4 |  | PFID37 | {'p1': 'PD1534', 'g': 'CC_g', 'i': 'CC_i', 'h': 'CC_h', 'j': 'CC_j', 'ctcor': 'CC_ctcor', 't1': 'PD1532', 'cpcor': 'CC_cpcor', 'c0': 'PD194'} |  |  |  | CONDWAT_L1 | http://goo.gl/5M0qGW | Compute the L1 CONDWAT data product from the SBE 16Plus V2 CTD instruments
EXAMPLE1 | Examples | sbe16_pracsal | PD1536 | sbe16_pracsal_function_float32_1 | 0 | function | float32 |  | 1 | -9999999 | ctd_sbe16plus_pracsal | 4 |  | PFID26 | {'c': 'PD1535', 'p': 'PD1534', 't': 'PD1532'} |  |  |  | PRACSAL_L2 | http://goo.gl/0PszwY | Compute the L2 PRACSAL data product from CTD
EXAMPLE1 | Examples | sbe16_density | PD1540 | sbe16_density_function_float32_kg_m_3 | 0 | function | float32 |  | kg m-3 | -9999999 | ctd_sbe16plus_density | 4 |  | PFID27 | {'lat': 'CC_lat', 'p': 'PD1534', 'SP': 'PD1536', 'lon': 'CC_lon', 't': 'PD1532'} |  |  |  | DENSITY_L2 | http://goo.gl/g8uWlC | Compute the L2 DENSITY data product from CTD instruments
EXAMPLE2 | Examples | raw_velocity_a | PD1541 | raw_velocity_a_quantity_float32_counts | 0 | quantity | float32 |  | counts | -9999999 | Raw Velocity A
EXAMPLE2 | Examples | raw_velocity_b | PD1542 | raw_velocity_b_quantity_float32_counts | 0 | quantity | float32 |  | counts | -9999999 | Raw Velocity B
EXAMPLE2 | Examples | raw_velocity_c | PD1543 | raw_velocity_c_quantity_float32_counts | 0 | quantity | float32 |  | counts | -9999999 | Raw Velocity C
EXAMPLE2 | Examples | raw_velocity_d | PD1544 | raw_velocity_d_quantity_float32_counts | 0 | quantity | float32 |  | counts | -9999999 | Raw Velocity D
EXAMPLE2 | Examples | velocity_east | PD1545 | velocity_east_quantity_float32_cm_s_1 | 0 | quantity | float32 |  | cm s-1 | -9999999 | Corrected East velocity component in earth coordinates, in cm/s
EXAMPLE2 | Examples | velocity_north | PD1546 | velocity_north_quantity_float32_cm_s_1 | 0 | quantity | float32 |  | cm s-1 | -9999999 | Corrected North velocity component in earth coordinates, in cm/s
EXAMPLE2 | Examples | velocity_up | PD1547 | velocity_up_quantity_float32_cm_s_1 | 0 | quantity | float32 |  | cm s-1 | -9999999 | Corrected Up velocity component in earth coordinates, in cm/s
EXAMPLE2 | Examples | corr_velocity_east | PD1548 | corr_velocity_east_function_float32_m_s_1 | 0 | function | float32 |  | m s-1 | -9999999 | East components of velocity, corrected for magnetic variation, in m/s |  |  | PFID53 | {'uu': 'PD1545', 'lat': 'CC_lat', 'lon': 'CC_lon', 'vv': 'PD1546', 'timestamp': 'PD7'} |  |  |  | VELPTTU_U_L1
EXAMPLE2 | Examples | corr_velocity_north | PD1549 | corr_velocity_north_function_float32_m_s_1 | 0 | function | float32 |  | m s-1 | -9999999 | North components of velocity, corrected for magnetic variation, in m/s |  |  | PFID54 | {'uu': 'PD1545', 'lat': 'CC_lat', 'lon': 'CC_lon', 'vv': 'PD1546', 'timestamp': 'PD7'} |  |  |  | VELPTTU_V_L1
EXAMPLE2 | Examples | corr_velocity_up | PD1550 | corr_velocity_up_function_float32_m_s_1 | 0 | function | float32 |  | m s-1 | -9999999 | Up components of velocity, corrected for magnetic variation, in m/s |  |  | PFID57 | {'w':'PD1547'} |  |  |  | VELPTTU_W_L1
CTDPF | HYPM_SP_CTD | oxygen | PD1551 | oxygen_quantity_float32_hz | 0 | quantity | float64 |  | Hz | -9999999 | Oxygen, Hz | 1 | [8 empty] | Dissolved oxygen (DO) sensor based on the SBE 43F frequency output version. 1 Hz (approximately 0.01% saturation, < 0.05 micro-molar)
CTDPF | HYPM_SP_CTD | conductivity | PD1552 | conductivity_quantity_float32_mS_cm_1 | 0 | quantity | float64 |  | mS cm-1 | -9999999 | Conductivity, mS cm-1 | 4 | [5 empty] | sea_water_electrical_conductivity |  |  | In situ water conductivity in milliSiemens per centimeter [mS/cm] from the 52-mp conductivity, temperature and depth (CTD) instrument |  |  | Conductivity
LC_TEST | Testing | sparse_float | PD1553 | HID IS TAKING TOO LONG, I'M NO LONGER SUPPORTING HID | NA | sparse | float32 |  | 1 | -9999999 | Sparse Value
LC_TEST | Testing | sparse_double | PD1554 | HID NA | NA | sparse | float64 |  | 1 | -9999999 | Sparse Double
LC_TEST | Testing | sparse_int | PD1555 | HID NA | NA | sparse | int64 |  | 1 | 65535 | Sparse Integer
BASE |  | lat | PD1556 | HID NA | NA | sparse | float64 |  | degree_north | -9999 | Latitude |  | FALSE
BASE |  | lon | PD1557 | HID NA | NA | sparse | float64 |  | degree_east | -9999 | Longitude |  | FALSE
SP_MFLM | ADCPS | inductive_id | PD1558 | inductive_id_uint8_1 | 0 | quantity | uint8 |  | 1 | 0 | Inductive ID | 0 | [8 empty] | Inductive id used to distinguish devices using inductive communications.
SP_MFLM | PHSEN | record_time_1904_uint32 | PD1559 | record_time_quantity_uint32_seconds_since_1904_01_01 | 0 | quantity | uint32 |  | seconds since 1904-01-01 | 9999999 | Record Time, seconds since 1904-01-01 | 0 | [8 empty] | The record time in seconds since 01-01-1904.
Note on V776: Changed the subsampling_parameter display name from Su to Subsampling Parameter and enhanced the descriptions of subsampling_parameter, start_bin and num_bins. -Arthur Teranishi
Note on D1546: Added inductive_id to support CTDMOs using inductive communication on the MFLM. -Arthur Teranishi
Note on V1386: Modified m-pitch's display name and added description. -Arthur Teranishi
Note on J1502: Changed to degrees (angular rotation) -spearce
Note on J1504: Changed uM to uMol. -Arthur Teranishi changed to umol L-1 because capital M means Molar (aka mol L-1) and udunits does not recognize M -spearce
Note on T1509: Added DOSTA, FLORD and global glider engineering. Included material for multiple station Papa glider implementation. -Arthur Teranishi
Note on L1514: Edited display names and descriptions for CTDGV-M. -Arthur Teranishi
Note on W1076: Modified display names for Nortek Generic Data Structures. Added descriptions for Nortek Generic Data Structures and VEL3D-C,D. -Arthur Teranishi
Note on V556: Added parameter descriptions. -Arthur Teranishi
Note on L556: Added display names for VEL3D-C,D. -Arthur Teranishi
Note on A817: Why is this ALPHA_SYS??? This should be PRESF if its specific to prest and needed by any other system that uses PRESF. -tampe These could be moved to BETA. Note, though, the instrument will not output these parameters in real-time. These are only available when the instrument is recovered and the data is downloaded. -wingard.osu
Note on J898: missing units -Lucas Campbell
Note on D898: ALL OF THESE ARE INVALID IDS!!!!! -Lucas Campbell
Note on G24: Changed to array<> because the exact usage is still undetermined, so constraining allowable values is not appropriate at this time - per conversation with Bill F. -blaze3399

## ParameterDictionary
Scenario | ID | confluence | name | parameter_ids | temporal_parameter | parameters | Review Status | SKIP
DOC | NOTE: this is not a normal ID like other pages -- this is used within the coverage_model code and *must* be DICT### | Confluence reference | Canonical name of the parameter dictionary | Parameter Definition IDs | Temporal Domain Parameter Identifier | THIS COLUMN IS FOR READABILITY ONLY
DOC:WARNING |  |  | r2deploy loads the BASE scenario from CSV files located in ion-definitions/res/preload/r2_ioc and NOT from this document or the one in TESTED_DOC. Please export changes to CSV files to change system bootstrap!
BASE | DICT1 |  | ctd_parsed_param_dict | PD863,PD7,PD10,PD11,PD12,PD16,PD8,PD9,PD2,PD1,PD6,PD3,PD5,PD17 | PD7
BASE | DICT2 | OBSOLETE: use "raw" | ctd_raw_param_dict | PD7,PD10,PD11,PD12,PD16,PD8,PD9,PD17,PD26,PD863 | PD7 | time,port_timestamp,driver_timestamp,internal_timestamp,preferred_timestamp,lat,lon,quality_flag,raw
BASE | DICT3 |  | graph_image_param_dict | PD18,PD19,PD21,PD22,PD20,PD863 | PD18
BASE | DICT4 |  | google_dt | PD18,PD23,PD863 | PD18
BASE | DICT135 |  | highcharts | PD18,PD1157,PD863 | PD18
BASE | DICT5 | ISSUE: Needs time param | mpl_graph | PD18,PD24,PD863 | PD18
BASE | DICT7 |  | platform_eng_parsed | PD7,PD12,PD16,PD8,PD9,PD863,PD884,PD885,PD886,PD887 | PD7
NOSE | DICT117 |  | nose_ctd_external | PD7, NPD10, PD1, PD2, PD6, NPD11 | PD7
NOSE | DICT118 |  | nose_acm_external | PD7, NPD1, NPD2, NPD3, NPD4, NPD5, NPD6, NPD7, NPD8, NPD9, NPD10 | PD7
TEST | DICT6 |  | sample | PD30
VOID | DICT8 |  | parad_parsed | PD7,PD10,PD11,PD12,PD16,PD13,PD28,PD14,PD15,PD863 | PD7 | time,port_timestamp,driver_timestamp,internal_timestamp,preferred_timestamp,serial_num,elapsed_time,counts,checksum
BASE | DICT9 |  | raw | PD7,PD10,PD11,PD12,PD16,PD26,PD863 | PD7 | time,port_timestamp,driver_timestamp,internal_timestamp,preferred_timestamp,lat,lon,quality_flag,raw
VOID | DICT10 |  | trhph_parsed | PD7,PD10,PD11,PD12,PD16,PD61,PD62,PD63,PD64,PD65,PD66,PD67,PD68,PD69,PD70,PD71,PD72,PD863 | PD7 | time,port_timestamp,driver_timestamp,internal_timestamp,preferred_timestamp,Resistivity5,ResistivityX1,ResistivityX5,Hydrogen5,HydrogenX1,HydrogenX5,EhSensor,RefTempVolts,RefTempDegC,ResistivityTempVolts,ResistivityTempDegC,BatteryVoltage
VOID | DICT11 |  | prest_parsed | PD7,PD10,PD11,PD12,PD16,PD73,PD74,PD75,PD2,PD76,PD863 | PD7 | time,port_timestamp,driver_timestamp,internal_timestamp,preferred_timestamp,sample_number,sample_type,InstTime,pressure,pressure_temp
VOID | DICT12 |  | velpt_parsed | PD7,PD10,PD11,PD12,PD16,PD77,PD78,PD79,PD80,PD81,PD82,PD83,PD84,PD2,PD85,PD86,PD87,PD88,PD89,PD90,PD91,PD92,PD863 | PD7 | time,port_timestamp,driver_timestamp,internal_timestamp,preferred_timestamp,timestamp,error,analog1,battery_voltage,sound_speed_analog2,heading,pitch,roll,pressure,status,temperature,velocity_beam1,velocity_beam2,velocity_beam3,amplitude_beam1,amplitude_beam2,amplitude_beam3
VOID | DICT13 |  | nutnr_parsed | PD7,PD10,PD11,PD12,PD16,PD863 | PD7 | time,port_timestamp,driver_timestamp,internal_timestamp,preferred_timestamp
VOID | DICT14 |  | presf_raw | PD7,PD10,PD11,PD12,PD16,PD26,PD863 | PD7 | time_quantity_float64_seconds_since_1900-01-01,port_timestamp_quantity_float64_seconds_since_1900-01-01,driver_timestamp_quantity_float64_seconds_since_1900-01-01,preferred_timestamp_category_int8_string_int8_1,raw_array_quantity_opaque_1
BETA | DICT15 |  | presf_tide_measurement | PD7,PD10,PD11,PD12,PD16,PD93,PD94,PD29,PD742,PD863,PD891 | PD7 | time_quantity_float64_seconds_since_1900-01-01,port_timestamp_quantity_float64_seconds_since_1900-01-01,driver_timestamp_quantity_float64_seconds_since_1900-01-01,internal_timestamp_quantity_float64_seconds_since_1900-01-01,preferred_timestamp_category_int8_string_int8_1,date_time_string_array_quantity_str_1,absolute_pressure_quantity_float32_psi,pressure_temp_quantity_float32_deg_C,temp_quantity_float32_deg_C
BETA | DICT16 |  | presf_operating_status | PD7,PD10,PD11,PD12,PD16,PD113,PD114,PD93,PD115,PD116,PD117,PD118,PD119,PD120,PD121,PD122,PD123,PD124,PD126,PD127,PD128,PD129,PD130,PD131,PD132,PD133,PD134,PD135,PD136,PD137,PD138,PD139,PD140,PD141,PD142,PD143,PD144,PD156,PD157,PD863 | PD7 | time_quantity_float64_seconds_since_1900-01-01,port_timestamp_quantity_float64_seconds_since_1900-01-01,driver_timestamp_quantity_float64_seconds_since_1900-01-01,internal_timestamp_quantity_float64_seconds_since_1900-01-01,preferred_timestamp_category_int8_string_int8_1,firmware_version_constant_quantity_str_1,serial_number_constant_quantity_int32_1,date_time_string_array_quantity_str_1,user_info_quantity_str_1,quartz_pressure_sensor_serial_number_constant_quantity_int32_1,pressure_sensor_range_range_quantity_int16_psia,external_temperature_sensor_boolean_int8_1,external_conductivity_sensor_boolean_int8_1,operational_current_quantity_float32_mA,battery_voltage_main_quantity_float32_V,battery_voltage_lithium_quantity_float32_V,last_sample_absolute_press_quantity_float32_psi,last_sample_temp_quantity_float32_deg_C,tide_measurement_interval_quantity_int16_min,tide_measurement_duration_quantity_int16_s,wave_samples_between_tide_measurements_quantity_int16_1,wave_samples_per_burst_quantity_int16_1,wave_samples_scans_per_second_quantity_float32_1,wave_samples_duration_quantity_float32_s,logging_start_time_array_quantity_str_1,logging_stop_time_array_quantity_str_1,tide_samples_per_day_quantity_int16_count,wave_bursts_per_day_quantity_int16_count,memory_endurance_quantity_float32_days,nominal_alkaline_battery_endurance_quantity_float32_days,total_recorded_tide_measurements_quantity_int32_count,total_recorded_wave_bursts_quantity_int32_count,tide_measurements_since_last_start_quantity_int32_count,wave_bursts_since_last_start_quantity_int32_count,tx_tide_samples_boolean_int8_1,tx_wave_burst_boolean_int8_1,tx_wave_stats_boolean_int8_1,device_status_array_quantity_str_1,logging_status_boolean_int8_1
BETA | DICT17 |  | presf_calibration_coefficients | PD7,PD10,PD11,PD12,PD16,PD158,PD159,PD160,PD161,PD162,PD163,PD164,PD165,PD166,PD167,PD168,PD169,PD170,PD171,PD172,PD173,PD174,PD175,PD176,PD177,PD178,PD179,PD180,PD181,PD182,PD183,PD184,PD185,PD186,PD187,PD863 | PD7 | time_quantity_float64_seconds_since_1900-01-01,port_timestamp_quantity_float64_seconds_since_1900-01-01,driver_timestamp_quantity_float64_seconds_since_1900-01-01,preferred_timestamp_category_int8_string_int8_1,calibration_date_pressure_constant_array_quantity_str_1,press_coeff_pu0_constant_quantity_float32_1,press_coeff_py1_constant_quantity_float32_1,press_coeff_py2_constant_quantity_float32_1,press_coeff_py3_constant_quantity_float32_1,press_coeff_pc1_constant_quantity_float32_1,press_coeff_pc2_constant_quantity_float32_1,press_coeff_pc3_constant_quantity_float32_1,press_coeff_pd1_constant_quantity_float32_1,press_coeff_pd2_constant_quantity_float32_1,press_coeff_pt1_constant_quantity_float32_1,press_coeff_pt2_constant_quantity_float32_1,press_coeff_pt3_constant_quantity_float32_1,press_coeff_pt4_constant_quantity_float32_1,press_coeff_m_constant_quantity_float32_1,press_coeff_b_constant_quantity_float32_1,press_coeff_poffset_constant_quantity_float32_psi,calibration_date_temperature_constant_array_quantity_str_1,temp_coeff_ta0_constant_quantity_float32_1,temp_coeff_ta1_constant_quantity_float32_1,temp_coeff_ta2_constant_quantity_float32_1,temp_coeff_ta3_constant_quantity_float32_1,calibration_date_conductivity_constant_array_quantity_str_1,cond_coeff_cg_constant_quantity_float32_1,cond_coeff_ch_constant_quantity_float32_1,cond_coeff_ci_constant_quantity_float32_1,cond_coeff_cj_constant_quantity_float32_1,cond_coeff_ctcor_constant_quantity_float32_1,cond_coeff_cpcor_constant_quantity_float32_1,cond_coeff_cslope_constant_quantity_float32_1
VOID | DICT18 |  | ctdbp_cdef_raw | PD7,PD10,PD11,PD12,PD16,PD26,PD863 | PD7 | time_quantity_float64_seconds_since_1900-01-01,port_timestamp_quantity_float64_seconds_since_1900-01-01,driver_timestamp_quantity_float64_seconds_since_1900-01-01,preferred_timestamp_category_int8_string_int8_1,raw_array_quantity_opaque_1
BETA | DICT19 |  | ctdbp_cdef_sample | PD7,PD10,PD11,PD12,PD16,PD193,PD194,PD195,PD196,PD198,PD908,PD909,PD910,PD911,PD912,PD863,PD1556,PD1557 | PD7 | DICT110
BETA | DICT20 |  | ctdbp_cdef_status | PD7, PD10, PD11,PD12,PD16,PD113,PD114,PD93,PD121,PD122,PD120,PD199,PD202,PD203,PD204,PD205,PD206,PD207, PD208, PD209, PD210, PD211, PD212, PD117, PD213, PD214, PD215, PD216, PD217, PD218, PD219, PD220, PD221, PD222, PD223, PD224, PD225, PD226, PD227, PD228,PD863 | PD7 | time_quantity_float64_seconds_since_1900-01-01, port_timestamp_quantity_float64_seconds_since_1900-01-01, driver_timestamp_quantity_float64_seconds_since_1900-01-01, preferred_timestamp_category_int8_string_int8_1, firmware_version_constant_quantity_str_1, serial_number_constant_quantity_int32_1, date_time_string_array_quantity_str_1, battery_voltage_main_quantity_float32_V, battery_voltage_lithium_quantity_float32_V, operational_current_quantity_float32_mA, pump_current_quantity_float32_mA, logging_status_category_int8_string_int8_1, num_samples_quantity_int32_counts, mem_free_quantity_int32_bytes, sample_interval_quantity_int16_s, measurements_per_sample_quantity_int8_counts, pump_mode_category_int8_string_int8_1, delay_before_sampling_quantity_float16_s, delay_after_sampling_quantity_float16_s, tx_real_time_boolean_int8_1, battery_cutoff_quantity_float32_V, pressure_sensor_type_category_int8_string_int8_1, pressure_sensor_range_range_quantity_int16_psi, sbe38_boolean_int8_1, sbe50_boolean_int8_1, wetlabs_boolean_int8_1, optode_boolean_int8_1, gas_tension_device_boolean_int8_1, ext_volt_0_boolean_int8_1, ext_volt_1_boolean_int8_1, ext_volt_2_boolean_int8_1, ext_volt_3_boolean_int8_1, ext_volt_4_boolean_int8_1, ext_volt_5_boolean_int8_1, echo_characters_boolean_int8_1, output_format_category_int8_string_int8_1, output_salinity_boolean_int8_1, output_sound_velocity_boolean_int8_1, serial_sync_mode_boolean_int8_1
BETA | DICT21 |  | ctdbp_cdef_calibration_coefficients | PD7, PD10, PD11, PD12, PD16, PD113, PD114, PD93, PD175, PD176, PD177, PD178, PD179, PD229, PD180, PD181, PD182, PD183, PD184, PD186, PD185, PD187, PD230, PD117, PD158, PD231, PD232, PD233, PD234, PD235, PD236, PD237, PD238, PD239, PD240, PD241, PD242, PD174, PD244, PD243, PD246, PD245, PD248, PD247, PD250, PD249, PD252, PD251, PD254, PD253, PD255,PD863 | PD7 | time_quantity_float64_seconds_since_1900-01-01, port_timestamp_quantity_float64_seconds_since_1900-01-01, driver_timestamp_quantity_float64_seconds_since_1900-01-01, preferred_timestamp_category_int8_string_int8_1, firmware_version_constant_quantity_str_1, serial_number_constant_quantity_int32_1, date_time_string_array_quantity_str_1, calibration_date_temperature_constant_array_quantity_str_1, temp_coeff_ta0_constant_quantity_float32_1, temp_coeff_ta1_constant_quantity_float32_1, temp_coeff_ta2_constant_quantity_float32_1, temp_coeff_ta3_constant_quantity_float32_1, temp_coeff_offset_constant_quantity_float32_1, calibration_date_conductivity_constant_array_quantity_str_1, cond_coeff_cg_constant_quantity_float32_1, cond_coeff_ch_constant_quantity_float32_1, cond_coeff_ci_constant_quantity_float32_1, cond_coeff_cj_constant_quantity_float32_1, cond_coeff_cpcor_constant_quantity_float32_1, cond_coeff_ctcor_constant_quantity_float32_1, cond_coeff_cslope_constant_quantity_float32_1, press_serial_number_constant_quantity_int32_1, pressure_sensor_range_range_quantity_int16_psi, calibration_date_pressure_constant_array_quantity_str_1, press_coeff_pa0_constant_quantity_float32_1, press_coeff_pa1_constant_quantity_float32_1, press_coeff_pa2_constant_quantity_float32_1, press_coeff_ptempa0_constant_quantity_float32_1, press_coeff_ptempa1_constant_quantity_float32_1, press_coeff_ptempa2_constant_quantity_float32_1, press_coeff_ptca0_constant_quantity_float32_1, press_coeff_ptca1_constant_quantity_float32_1, press_coeff_ptca2_constant_quantity_float32_1, press_coeff_ptcb0_constant_quantity_float32_1, press_coeff_ptcb1_constant_quantity_float32_1, press_coeff_ptcb2_constant_quantity_float32_1, press_coeff_poffset_constant_quantity_float32_psi, ext_volt0_offset_constant_quantity_float32_1, ext_volt0_slope_constant_quantity_float32_1, ext_volt1_offset_constant_quantity_float32_1, ext_volt1_slope_constant_quantity_float32_1, ext_volt2_offset_constant_quantity_float32_1, ext_volt2_slope_constant_quantity_float32_1, ext_volt3_offset_constant_quantity_float32_1, ext_volt3_slope_constant_quantity_float32_1, ext_volt4_offset_constant_quantity_float32_1, ext_volt4_slope_constant_quantity_float32_1, ext_volt5_offset_constant_quantity_float32_1, ext_volt5_slope_constant_quantity_float32_1, ext_freq_sf_constant_quantity_float32_1
VOID | DICT22 |  | ctdbp_no_raw | PD7,PD10,PD11,PD12,PD16,PD26,PD863 | PD7 | time_quantity_float64_seconds_since_1900-01-01,port_timestamp_quantity_float64_seconds_since_1900-01-01,driver_timestamp_quantity_float64_seconds_since_1900-01-01,preferred_timestamp_category_int8_string_int8_1,raw_array_quantity_opaque_1
SP_TEST | DICT23 |  | ctdbp_no_sample | PD7, PD10, PD11, PD12, PD16, PD193, PD194, PD195, PD196, PD835, PD836, PD197, PD198, PD908, PD909, PD910, PD911, PD912, PD964, PD990, PD863,PD1556,PD1557 | PD7 | time_quantity_float64_seconds_since_1900-01-01, port_timestamp_quantity_float64_seconds_since_1900-01-01, driver_timestamp_quantity_float64_seconds_since_1900-01-01, preferred_timestamp_category_int8_string_int8_1, temperature_quantity_int32_counts, conductivity_quantity_int32_counts, pressure_quantity_int32_counts, pressure_temp_quantity_int32_counts, oxygen_quantity_int32_counts, ctd_time_quantity_int32_s
SP_TEST | DICT24 |  | ctdbp_no_hardware | PD7, PD10, PD11, PD12, PD16, PD114, PD113, PD293, PD259, PD295, PD261, PD297, PD257, PD258, PD212, PD116,PD863 | PD7 | time_quantity_float64_seconds_since_1900-01-01, port_timestamp_quantity_float64_seconds_since_1900-01-01, driver_timestamp_quantity_float64_seconds_since_1900-01-01, preferred_timestamp_category_int8_string_int8_1, serial_number_constant_quantity_int32_1, firmware_version_constant_quantity_str_1, firmware_date_array_quantity_str_1, command_set_version_constant_quantity_str_1, pcb_serial_number_constant_array_quantity_str_1, assembly_number_constant_array_quantity_str_1, manufacture_date_constant_array_quantity_str_1, temp_sensor_serial_number_constant_quantity_int32_1, cond_sensor_serial_number_constant_quantity_int32_1, pressure_sensor_type_category_int8_string_int8_1, quartz_pressure_sensor_serial_number_constant_quantity_int32_1
SP_TEST | DICT25 |  | ctdbp_no_calibration_coefficients | PD7, PD10, PD11, PD12, PD16, PD114, PD257, PD175, PD176, PD177, PD178, PD179, PD229, PD258, PD180, PD181, PD182, PD183, PD184, PD186, PD185, PD187, PD230, PD158, PD163, PD164, PD165, PD166, PD167, PD168, PD169, PD170, PD171, PD256, PD174, PD117, PD244, PD243, PD246, PD245, PD248, PD247, PD250, PD249, PD252, PD251, PD254, PD253, PD255,PD863 | PD7 | time_quantity_float64_seconds_since_1900-01-01, port_timestamp_quantity_float64_seconds_since_1900-01-01, driver_timestamp_quantity_float64_seconds_since_1900-01-01, preferred_timestamp_category_int8_string_int8_1, firmware_version_constant_quantity_str_1, serial_number_constant_quantity_int32_1, date_time_string_array_quantity_str_1, temp_sensor_serial_number_constant_quantity_int32_1, calibration_date_temperature_constant_array_quantity_str_1, temp_coeff_ta0_constant_quantity_float32_1, temp_coeff_ta1_constant_quantity_float32_1, temp_coeff_ta2_constant_quantity_float32_1, temp_coeff_ta3_constant_quantity_float32_1, temp_coeff_offset_constant_quantity_float32_1, cond_sensor_serial_number_constant_quantity_int32_1, calibration_date_conductivity_constant_array_quantity_str_1, cond_coeff_cg_constant_quantity_float32_1, cond_coeff_ch_constant_quantity_float32_1, cond_coeff_ci_constant_quantity_float32_1, cond_coeff_cj_constant_quantity_float32_1, cond_coeff_cpcor_constant_quantity_float32_1, cond_coeff_ctcor_constant_quantity_float32_1, cond_coeff_cslope_constant_quantity_float32_1, press_serial_number_constant_quantity_int32_1, calibration_date_pressure_constant_array_quantity_str_1, press_coeff_pc1_constant_quantity_float32_1, press_coeff_pc2_constant_quantity_float32_1, press_coeff_pc3_constant_quantity_float32_1, press_coeff_pd1_constant_quantity_float32_1, press_coeff_pd2_constant_quantity_float32_1, press_coeff_pt1_constant_quantity_float32_1, press_coeff_pt2_constant_quantity_float32_1, press_coeff_pt3_constant_quantity_float32_1, press_coeff_pt4_constant_quantity_float32_1, press_coeff_pslope_constant_quantity_float32_1, press_coeff_poffset_constant_quantity_float32_psi, pressure_sensor_range_range_quantity_int16_psi, ext_volt0_offset_constant_quantity_float32_1, ext_volt0_slope_constant_quantity_float32_1, ext_volt1_offset_constant_quantity_float32_1, ext_volt1_slope_constant_quantity_float32_1, ext_volt2_offset_constant_quantity_float32_1, ext_volt2_slope_constant_quantity_float32_1, ext_volt3_offset_constant_quantity_float32_1, ext_volt3_slope_constant_quantity_float32_1, ext_volt4_offset_constant_quantity_float32_1, ext_volt4_slope_constant_quantity_float32_1, ext_volt5_offset_constant_quantity_float32_1, ext_volt5_slope_constant_quantity_float32_1, ext_freq_sf_constant_quantity_float32_1
SP_TEST | DICT26 |  | ctdbp_no_status | PD7, PD10, PD11, PD12, PD16, PD114, PD93, PD202, PD263, PD121, PD122, PD120, PD199, PD200, PD201, PD204, PD203, PD264, PD265, PD266,PD863 | PD7 | time_quantity_float64_seconds_since_1900-01-01, port_timestamp_quantity_float64_seconds_since_1900-01-01, driver_timestamp_quantity_float64_seconds_since_1900-01-01, preferred_timestamp_category_int8_string_int8_1, serial_number_constant_quantity_int32_1, date_time_string_array_quantity_str_1, logging_status_category_int8_string_int8_1, num_events_quantity_int32_counts, battery_voltage_main_quantity_float32_V, battery_voltage_lithium_quantity_float32_V, operational_current_quantity_float32_mA, pump_current_quantity_float32_mA, serial_current_quantity_float32_mA, mem_free_quantity_int32_bytes, num_samples_quantity_int32_counts, samples_free_quantity_int32_counts, sample_length_quantity_int32_bytes, headers_quantity_int32_counts
SP_TEST | DICT27 |  | ctdbp_no_configuration | PD7, PD10, PD11, PD12, PD16, PD114, PD205, PD206, PD260, PD207, PD208, PD209, PD210, PD211, PD218, PD219, PD220, PD221, PD222, PD223, PD213, PD214, PD215, PD216, PD217, PD224, PD267, PD225, PD226, PD227, PD262, PD228,PD863 | PD7 | time_quantity_float64_seconds_since_1900-01-01, port_timestamp_quantity_float64_seconds_since_1900-01-01, driver_timestamp_quantity_float64_seconds_since_1900-01-01, preferred_timestamp_category_int8_string_int8_1, serial_number_constant_quantity_int32_1, sample_interval_quantity_int16_s, measurements_per_sample_quantity_int8_counts, paros_integration_quantity_float32_s, pump_mode_category_int8_string_int8_1, delay_before_sampling_quantity_float16_s, delay_after_sampling_quantity_float16_s, tx_real_time_boolean_int8_1, battery_cutoff_quantity_float32_V, ext_volt_0_boolean_int8_1, ext_volt_1_boolean_int8_1, ext_volt_2_boolean_int8_1, ext_volt_3_boolean_int8_1, ext_volt_4_boolean_int8_1, ext_volt_5_boolean_int8_1, sbe38_boolean_int8_1, sbe50_boolean_int8_1, wetlabs_boolean_int8_1, optode_boolean_int8_1, gas_tension_device_boolean_int8_1, echo_characters_boolean_int8_1, output_executed_tag_boolean_int8_1, output_format_category_int8_string_int8_1, output_salinity_boolean_int8_1, output_sound_velocity_boolean_int8_1, output_sigmat_boolean_int8_1, serial_sync_mode_boolean_int8_1
SP_TEST | DICT28 |  | parad_sa_sample | PD7, PD10, PD11, PD12, PD16, PD114, PD28, PD188, PD15,PD863 | PD7 | time_quantity_float64_seconds_since_1900-01-01, port_timestamp_quantity_float64_seconds_since_1900-01-01, driver_timestamp_quantity_float64_seconds_since_1900-01-01, preferred_timestamp_category_int8_string_int8_1
VOID | DICT29 |  | parad_sa_raw | PD7,PD10,PD11,PD12,PD16,PD26,PD863 | PD7 | time_quantity_float64_seconds_since_1900-01-01,port_timestamp_quantity_float64_seconds_since_1900-01-01,driver_timestamp_quantity_float64_seconds_since_1900-01-01,preferred_timestamp_category_int8_string_int8_1,raw_array_quantity_opaque_1
VOID | DICT30 |  | prest_raw | PD7,PD10,PD11,PD12,PD16,PD26,PD863 | PD7 | time_quantity_float64_seconds_since_1900-01-01,port_timestamp_quantity_float64_seconds_since_1900-01-01,driver_timestamp_quantity_float64_seconds_since_1900-01-01,preferred_timestamp_category_int8_string_int8_1,raw_array_quantity_opaque_1
BETA | DICT31 |  | prest_real_time | PD7,PD10,PD11,PD12,PD16,PD73,PD74,PD93,PD94,PD29,PD863,PD891 | PD7 | time_quantity_float64_seconds_since_1900-01-01,port_timestamp_quantity_float64_seconds_since_1900-01-01,driver_timestamp_quantity_float64_seconds_since_1900-01-01,internal_timestamp_quantity_float64_seconds_since_1900-01-01,preferred_timestamp_category_int8_string_int8_1,sample_number_quantity_int32_count,sample_type_array_quantity_string_1,date_time_string_array_quantity_str_1,absolute_pressure_quantity_float32_psi,pressure_temp_quantity_float32_deg_C
BETA | DICT32 |  | prest_reference_oscillator | PD7,PD10,PD11,PD12,PD16,PD268,PD269,PD73,PD74,PD93,PD271,PD272,PD273,PD863 | PD7 | time_quantity_float64_seconds_since_1900-01-01,port_timestamp_quantity_float64_seconds_since_1900-01-01,driver_timestamp_quantity_float64_seconds_since_1900-01-01,internal_timestamp_quantity_float64_seconds_since_1900-01-01,preferred_timestamp_category_int8_string_int8_1,set_timeout_quantity_int32_msec,set_timeout_max_quantity_int32_msec,set_timeout_max_quantity_int32_msec,sample_number_quantity_int32_count,sample_type_array_quantity_str_1,date_time_string_array_quantity_str_1,reference_oscillator_freq_quantity_float32_Hz,pcb_thermistor_value_quantity_int32_count,reference_error_quantity_float32_ppm
BETA | DICT33 |  | prest_configuration_data | PD7,PD10,PD11,PD12,PD16,PD274,PD114,PD275,PD276,PD277,PD278,PD279,PD280,PD158,PD159,PD160,PD161,PD162,PD163,PD164,PD165,PD166,PD167,PD168,PD169,PD170,PD171,PD174,PD281,PD282,PD283,PD284,PD285,PD286,PD863 | PD7 | time_quantity_float64_seconds_since_1900-01-01,port_timestamp_quantity_float64_seconds_since_1900-01-01,driver_timestamp_quantity_float64_seconds_since_1900-01-01,preferred_timestamp_category_int8_string_int8_1,device_type_constant_array_quantity_str_1,serial_number_constant_quantity_int32_1,calibration_date_acq_crystal_constant_array_quantity_str_1,acq_crystal_coeff_fra0_constant_quantity_float32_1,acq_crystal_coeff_fra1_constant_quantity_float32_1,acq_crystal_coeff_fra2_constant_quantity_float32_1,acq_crystal_coeff_fra3_constant_quantity_float32_1,pressure_sensor_serial_number_constant_quantity_int32_1,calibration_date_pressure_constant_array_quantity_str_1,press_coeff_pu0_constant_quantity_float32_1,press_coeff_py1_constant_quantity_float32_1,press_coeff_py2_constant_quantity_float32_1,press_coeff_py3_constant_quantity_float32_1,press_coeff_pc1_constant_quantity_float32_1,press_coeff_pc2_constant_quantity_float32_1,press_coeff_pc3_constant_quantity_float32_1,press_coeff_pd1_constant_quantity_float32_1,press_coeff_pd2_constant_quantity_float32_1,press_coeff_pt1_constant_quantity_float32_1,press_coeff_pt2_constant_quantity_float32_1,press_coeff_pt3_constant_quantity_float32_1,press_coeff_pt4_constant_quantity_float32_1,press_coeff_poffset_constant_quantity_float32_psi,pressure_sensor_range_range_quantity_int32_psi,battery_type_category_int8_string_int8_1,baud_rate_quantity_int32_Bd,enable_alerts_boolean_int8_1,upload_type_category_int8_string_int8_1,sample_period_quantity_int32_s
BETA | DICT34 |  | prest_device_status | PD7,PD10,PD11,PD12,PD16,PD274,PD287,PD114,PD93,PD288,PD121,PD73,PD289,PD290,PD863 | PD7 | time_quantity_float64_seconds_since_1900-01-01,port_timestamp_quantity_float64_seconds_since_1900-01-01,driver_timestamp_quantity_float64_seconds_since_1900-01-01,internal_timestamp_quantity_float64_seconds_since_1900-01-01,preferred_timestamp_category_int8_string_int8_1,device_type_constant_array_quantity_str_1,version_constant_array_quantity_str_1,serial_number_constant_quantity_int32_1,date_time_string_array_quantity_str_1,event_count_quantity_int32_count,battery_voltage_main_quantity_float32_V,sample_number_quantity_int32_count,bytes_used_quantity_int32_1,bytes_free_quantity_int32_1
BETA | DICT35 |  | prest_event_counter | PD7,PD10,PD11,PD16,PD274,PD114,PD299,PD300,PD301,PD302,PD303,PD304,PD305,PD306,PD307,PD308,PD309,PD863 | PD7 | time_quantity_float64_seconds_since_1900-01-01,port_timestamp_quantity_float64_seconds_since_1900-01-01,driver_timestamp_quantity_float64_seconds_since_1900-01-01,preferred_timestamp_category_int8_string_int8_1,device_type_constant_array_quantity_str_1,serial_number_constant_quantity_int32_1,power_on_reset_quantity_int32_1,power_on_reset_quantity_int32_1,power_fail_reset_quantity_int32_1,watchdog_reset_quantity_int32_1,serial_byte_error_quantity_int32_1,command_buffer_overflow_quantity_int32_1,serial_receive_overflow_quantity_int32_1,low_battery_quantity_int32_1,out_of_memory_quantity_int32_1,signal_error_quantity_int32_1,error_10_quantity_int32_1,error_12_quantity_int32_1
BETA | DICT36 |  | prest_hardware_data | PD7,PD10,PD11,PD16,PD274,PD114,PD291,PD113,PD293,PD294,PD295,PD296,PD297,PD863 | PD7 | time_quantity_float64_seconds_since_1900-01-01,port_timestamp_quantity_float64_seconds_since_1900-01-01,driver_timestamp_quantity_float64_seconds_since_1900-01-01,preferred_timestamp_category_int8_string_int8_1,device_type_constant_array_quantity_str_1,serial_number_constant_quantity_int32_1,manufacturer_constant_array_quantity_str_1,firmware_version_constant_array_quantity_str_1,firmware_date_constant_array_quantity_str_1,hardware_version_constant_array_quantity_str_1,pcb_serial_number_constant_array_quantity_str_1,pcb_type_constant_array_quantity_str_1,manufacture_date_constant_array_quantity_str_1
VOID | DICT37 |  | nutnr_b_raw | PD7,PD10,PD11,PD16,PD26,PD863 | PD7 | time_quantity_float64_seconds_since_1900-01-01,port_timestamp_quantity_float64_seconds_since_1900-01-01,driver_timestamp_quantity_float64_seconds_since_1900-01-01,preferred_timestamp_category_int8_string_int8_1,raw_array_quantity_opaque_1
CW_TEST | DICT38 |  | nutnr_b_sample | PD7,PD10,PD11,PD12,PD16,PD310,PD312,PD313,PD314,PD315,PD316,PD317,PD318,PD319,PD320,PD321,PD322,PD323,PD324,PD325,PD326,PD327,PD328,PD329,PD330,PD331,PD332,PD333,PD863 | PD7 | time_quantity_float64_seconds_since_1900-01-01,port_timestamp_quantity_float64_seconds_since_1900-01-01,driver_timestamp_quantity_float64_seconds_since_1900-01-01,internal_timestamp_quantity_float64_seconds_since_1900-01-01,preferred_timestamp_category_int8_string_int8_1,frame_header_array_quantity_str_1,frame_type_array_quantity_str_1,serial_number_constant_array_quantity_str_1,date_of_sample_quantity_int16_1,time_of_sample_quantity_float64_h,nitrate_concentration_quantity_float32_uMol_L_1,aux_fitting_1_quantity_float32_1,aux_fitting_2_quantity_float32_1,aux_fitting_3_quantity_float32_1,rms_error_quantity_float32_uMol_L_1,temp_interior_quantity_float32_deg_C,temp_spectrometer_quantity_float32_deg_C,temp_lamp_quantity_float32_deg_C,lamp_time_quantity_float32_s,humidity_quantity_float32_%,voltage_lamp_quantity_float32_V,voltage_analog_quantity_float32_V,voltage_main_quantity_float32_V,ref_channel_average_quantity_float32_counts,ref_channel_variance_quantity_float32_1,sea_water_dark_quantity_float32_counts,spec_channel_average_quantity_float32_counts,spectral_channels_array_quantity_uint16_counts,checksum_quantity_uint8_1
CW_TEST | DICT39 |  | nutnr_b_status | PD7,PD10,PD11,PD16,PD334,PD335,PD336,PD337,PD338,PD339,PD340,PD113,PD293,PD343,PD114,PD345,PD346,PD347,PD327,PD320,PD321,PD322,PD348,PD349,PD350,PD351,PD352,PD863 | PD7 | time_quantity_float64_seconds_since_1900-01-01,port_timestamp_quantity_float64_seconds_since_1900-01-01,driver_timestamp_quantity_float64_seconds_since_1900-01-01,preferred_timestamp_category_int8_string_int8_1,startup_time_quantity_int32_s,persistor_cf_card_array_quantity_str_1,persistor_bios_array_quantity_str_1,persistor_picodos_version_array_quantity_str_1,persistor_picodos_bytes_used_quantity_int32_bytes,cf_card_size_quantity_int32_bytes,cf_card_free_quantity_int32_bytes,firmware_version_array_quantity_str_1,firmware_date_array_quantity_str_1,previous_shutdown_code_array_quantity_str_1,serial_number_quantity_int32_1,operating_mode_array_quantity_str_1,use_shutter_darks_bool_int8_1,lamp_time_quantity_int32_s,voltage_main_quantity_float32_V,temp_interior_quantity_float32_deg_C,temp_spectrometer_quantity_float32_deg_C,temp_lamp_quantity_float32_deg_C,spec_on_time_quantity_int32_s,spec_powered_time_quantity_int32_s,lamp_on_time_quantity_int32_s,lamp_powered_time_quantity_int32_s,data_log_file_array_quantity_str_1
VOID | DICT40 |  | pco2w_raw | PD7,PD10,PD11,PD16,PD26,PD863 | PD7 | time_quantity_float64_seconds_since_1900-01-01,port_timestamp_quantity_float64_seconds_since_1900-01-01,driver_timestamp_quantity_float64_seconds_since_1900-01-01,preferred_timestamp_category_int8_string_int8_1,raw_array_quantity_opaque_1
CW_TEST | DICT41 |  | pco2w_control_record | PD7,PD10,PD11,PD12,PD16,PD353,PD354,PD355,PD356,PD366,PD367,PD368,PD369,PD370,PD371,PD372,PD373,PD374,PD375,PD376,PD377,PD1113,PD1114,PD378,PD379,PD1115,PD1116,PD1117,PD333,PD863 | PD7 | time_quantity_float64_seconds_since_1900-01-01,port_timestamp_quantity_float64_seconds_since_1900-01-01,driver_timestamp_quantity_float64_seconds_since_1900-01-01,internal_timestamp_quantity_float64_seconds_since_1900-01-01,preferred_timestamp_category_int8_string_int8_1,unique_id_quantity_uint8_1,record_length_quantity_uint8_1,record_type_quantity_uint8_1,record_time_quantity_int32_s,checksum_quantity_uint8_1 | ready for review
CW_TEST | DICT42 |  | pco2w_sami_data_record | PD7,PD10,PD11,PD12,PD16,PD353,PD354,PD355,PD356,PD357,PD358,PD359,PD333,PD926,PD927,PD928,PD929,PD930,PD931,PD863 | PD7 | time_quantity_float64_seconds_since_1900-01-01,port_timestamp_quantity_float64_seconds_since_1900-01-01,driver_timestamp_quantity_float64_seconds_since_1900-01-01,internal_timestamp_quantity_float64_seconds_since_1900-01-01,preferred_timestamp_category_int8_string_int8_1,unique_id_quantity_uint8_1,record_length_quantity_uint8_1,record_type_quantity_uint8_1,record_time_quantity_int32_s,light_measurements_array_quantity_int16_counts,voltage_battery_quantity_int16_counts,thermistor_raw_quantity_int16_counts,checksum_quantity_uint8_1 | ready for review
CW_TEST | DICT43 |  | pco2w_dev1_data_record | PD7,PD10,PD11,PD12,PD16,PD353,PD354,PD355,PD356,PD333,PD863 | PD7 | time_quantity_float64_seconds_since_1900-01-01,port_timestamp_quantity_float64_seconds_since_1900-01-01,driver_timestamp_quantity_float64_seconds_since_1900-01-01,preferred_timestamp_category_int8_string_int8_1,pump_on_boolean_int8_1,valve_on_boolean_int8_1,external_power_on_boolean_int8_1,debug_led_boolean_int8_1,debug_echo_boolean_int8_1 | ready for review
CW_TEST | DICT44 |  | pco2w_regular_status | PD7,PD10,PD11,PD12,PD16,PD365,PD366,PD367,PD368,PD369,PD370,PD371,PD372,PD373,PD374,PD375,PD376,PD377,PD1113,PD1114,PD378,PD379,PD1115,PD1116,PD1117,PD333,PD863 | PD7 | time_quantity_float64_seconds_since_1900-01-01,port_timestamp_quantity_float64_seconds_since_1900-01-01,driver_timestamp_quantity_float64_seconds_since_1900-01-01,internal_timestamp_quantity_float64_seconds_since_1900-01-01,preferred_timestamp_category_int8_string_int8_1,elapsed_time_config_quantity_int32_s,clock_active_boolean_int8_1,recording_active_boolean_int8_1,record_end_on_time_boolean_int8_1,record_memory_full_boolean_int8_1,record_end_on_error_boolean_int8_1,data_download_ok_boolean_int8_1,flash_memory_open_boolean_int8_1,battery_error_fatal_boolean_int8_1,battery_low_measurement_boolean_int8_1,battery_low_blank_boolean_int8_1,battery_low_external_boolean_int8_1,external_device_fault_quantity_int8_1,flash_erased_boolean_int8_1,power_on_invalid_boolean_int8_1 | ready for review
CW_TEST | DICT45 |  | pco2w_configuration | PD7,PD10,PD11,PD12,PD16,PD380,PD381,PD382,PD383,PD384,PD385,PD386,PD387,PD388,PD389,PD390,PD391,PD392,PD393,PD394,PD395,PD396,PD397,PD398,PD399,PD400,PD401,PD402,PD403,PD404,PD405,PD406,PD407,PD408,PD409,PD410,PD411,PD412,PD413,PD414,PD415,PD416,PD417,PD418,PD925,PD1118,PD863 | PD7 | time_quantity_float64_seconds_since_1900-01-01,port_timestamp_quantity_float64_seconds_since_1900-01-01,driver_timestamp_quantity_float64_seconds_since_1900-01-01,internal_timestamp_quantity_float64_seconds_since_1900-01-01,preferred_timestamp_category_int8_string_int8_1,launch_time_quantity_int32_s,start_time_offset_quantity_int32_s_,recording_time_quantity_int32_s,pmi_sample_schedule_boolean_int8_1,sami_sample_schedule_boolean_int8_1,slot1_follows_sami_sample_boolean_int8_1,slot1_independent_schedule_boolean_int8_1,slot2_follows_sami_sample_boolean_int8_1,slot2_independent_schedule_boolean_int8_1,slot3_follows_sami_sample_boolean_int8_1,slot3_independent_schedule_boolean_int8_1,timer_interval_sami_quantity_int32_s,driver_id_sami_quantity_int8_1,parameter_pointer_sami_quantity_int8_1,timer_interval_device1_quantity_int32_s,driver_id_device1_quantity_int8_1,parameter_pointer_device1_quantity_int8_1,timer_interval_device2_quantity_int32_s,driver_id_device2_quantity_int8_1,parameter_pointer_device2_quantity_int8_1,timer_interval_device3_quantity_int32_s,driver_id_device3_quantity_int8_1,parameter_pointer_device3_quantity_int8_1,timer_interval_prestart_quantity_int32_s,driver_id_prestart_quantity_int8_1,parameter_pointer_prestart_quantity_int8_1,use_baud_rate_9600_boolean_int8_1,send_record_type_early_boolean_int8_1,send_live_records_boolean_int8_1,extend_global_config_boolean_int8_1,pump_pulse_quantity_uint8_s,pump_on_to_measure_quantity_uint8_s,samples_per_measure_quantity_uint8_counts,cycles_between_blanks_quantity_uint8_counts,num_reagent_cycles_quantity_uint8_counts,num_blank_cycles_quantity_uint8_counts,flush_pump_interval_quantity_uint8_s,blank_flush_on_start_boolean_int8_1,pump_pulse_post_measure_boolean_int8_1,num_extra_pump_cycles_quantity_uint8_counts,cycle_interval_quantity_uint8_s | ready for review
VOID | DICT46 |  | trhph_raw | PD7, PD10, PD11, PD12, PD16, PD26,PD863 | PD7 | time_quantity_float64_seconds_since_1900-01-01,port_timestamp_quantity_float64_seconds_since_1900-01-01,driver_timestamp_quantity_float64_seconds_since_1900-01-01,preferred_timestamp_category_int8_string_int8_1,raw_array_quantity_opaque_1
BETA | DICT47 |  | trhph_sample | PD7,PD10,PD11,PD12,PD16,PD421,PD422,PD423,PD424,PD425,PD426,PD427,PD428,PD429,PD430,PD431,PD432,PD863,PD965,PD966,PD967 | PD7 | time_quantity_float64_seconds_since_1900-01-01, port_timestamp_quantity_float64_seconds_since_1900-01-01, driver_timestamp_quantity_float64_seconds_since_1900-01-01, preferred_timestamp_category_int8_string_int8_1, resistivity_5_quantity_float32_V, resistivity_x1_quantity_float32_V, resistivity_x5_quantity_float32_V, hydrogen_5_quantity_float32_V, hydrogen_x1_quantity_float32_V, hydrogen_x5_quantity_float32_V, eh_sensor_quantity_float32_V, ref_temp_volts_quantity_float32_V, ref_temp_degc_quantity_float32_deg_C, resistivity_temp_volts_quantity_float32_V, resistivity_temp_degc_quantity_float32_deg_C, battery_voltage_quantity_float32_V
VOID | DICT48 |  | velpt_raw | PD7,PD10,PD11,PD16,PD26,PD863 | PD7 | time_quantity_float64_seconds_since_1900-01-01,port_timestamp_quantity_float64_seconds_since_1900-01-01,driver_timestamp_quantity_float64_seconds_since_1900-01-01,preferred_timestamp_category_int8_string_int8_1,raw_array_quantity_opaque_1
CW_TEST | DICT49 |  | velpt_hardware_configuration | PD7,PD10,PD11,PD16,PD461,PD462,PD463,PD464,PD465,PD466,PD467,PD468,PD113,PD863 | PD7 | time_quantity_float64_seconds_since_1900-01-01,port_timestamp_quantity_float64_seconds_since_1900-01-01,driver_timestamp_quantity_float64_seconds_since_1900-01-01,preferred_timestamp_category_int8_string_int8_1,instrmt_type_serial_number_array_quantity_string_1,recorder_installed_boolean_int8_1,compass_installed_boolean_int8_1,board_frequency_quantity_int16_kHz,pic_version_quantity_int16_1,hardware_revision_quantity_int16_1,recorder_size_quantity_int16_bytes,velocity_range_category_int8_string_int8_1,firmware_version_array_quantity_string_1
CW_TEST | DICT50 |  | velpt_head_configuration | PD7,PD10,PD11,PD16,PD470,PD471,PD472,PD473,PD474,PD475,PD476,PD477,PD478,PD863 | PD7 | time_quantity_float64_seconds_since_1900-01-01,port_timestamp_quantity_float64_seconds_since_1900-01-01,driver_timestamp_quantity_float64_seconds_since_1900-01-01,preferred_timestamp_category_int8_string_int8_1,pressure_sensor_boolean_int8_1,magnetometer_sensor_boolean_int8_1,tilt_sensor_boolean_int8_1,tilt_sensor_mounting_category_int8_string_int8_1,head_frequency_quantity_int16_kHz,head_type_quantity_string_1,head_serial_number_quantity_string_1,system_data_quantity_string_1,number_beams_quantity_int16_1
CW_TEST | DICT51 |  | velpt_user_configuration | PD7,PD10,PD11,PD16,PD479,PD480,PD481,PD482,PD483,PD484,PD485,PD478,PD487,PD488,PD489,PD490,PD491,PD492,PD493,PD494,PD495,PD496,PD497,PD498,PD499,PD500,PD501,PD502,PD503,PD504,PD505,PD506,PD507,PD508,PD509,PD510,PD511,PD512,PD513,PD514,PD515,PD516,PD517,PD518,PD519,PD520,PD521,PD522,PD523,PD525,PD526,PD527,PD528,PD529,PD530,PD531,PD532,PD533,PD534,PD863 | PD7 | time_quantity_float64_seconds_since_1900-01-01,port_timestamp_quantity_float64_seconds_since_1900-01-01,driver_timestamp_quantity_float64_seconds_since_1900-01-01,preferred_timestamp_category_int8_string_int8_1,transmit_pulse_length_quantity_int16_counts,blanking_distance_quantity_int16_counts,receive_length_quantity_int16_counts,time_between_pings_quantity_int16_counts,time_between_bursts_quantity_int16_counts,number_pings_quantity_int16_1,average_interval_quantity_int16_sec,number_beams_quantity_int16_1,profile_type_category_int8_string_int8_1,mode_type_quantity_int8_1,power_level_tcm1_quantity_int8_1,power_level_tcm2_quantity_int8_1,sync_out_position_quantity_int8_1,sample_on_sync_quantity_int8_1,start_on_sync_quantity_int8_1,power_level_pcr1_quantity_int8_1,power_level_pcr2_quantity_int8_1,compass_update_rate_quantity_int16_Hz,coordinate_system_quantity_int8_1,number_cells_quantity_int16_1,cell_size_quantity_int16_m,measurement_interval_quantity_int16_sec,deployment_name_array_quantity_string_1,wrap_moder_quantity_int16_1,deployment_start_time_quantity_int8_1,diagnostics_interval_quantity_int32_sec,use_specified_sound_speed_boolean_int8_1,diagnostics_mode_enable_boolean_int8_1,analog_output_enable_boolean_int8_1,output_format_quantity_int8_1,scaling_quantity_int8_1,serial_output_enable_boolean_int8_1,stage_enable_boolean_int8_1,analog_power_output_boolean_int8_1,sound_speed_adjust_factor_quantity_int16_m_s_1,number_diagnostics_samples_quantity_int16_1,number_beams_per_cell_quantity_int16_1,number_pings_diagnostic_quantity_int16_1,use_dsp_filter_boolean_int8_1,filter_data_output_quantity_int8_1,analog_input_address_quantity_int16_1,software_version_quantity_int16_1,velocity_adjustment_factor_quantity_int16_1,file_comments_array_quantity_string_1,wave_data_rate_quantity_int8_Hz,wave_cell_position_quantity_int8_1,dynamic_position_type_quantity_int8_1,precent_wave_cell_position_quantity_int16_1,wave_transmit_pulse_quantity_int16_1,fixed_wave_blanking_distance_quantity_int16_counts,wave_measurement_cell_size_quantity_int16_m,number_diagnostics_per_wave_quantity_int16_1,number_samples_per_burst_quantity_int16_1,analog_scale_factor_quantity_int16_1,correlation_threshold_quantity_int16_1,transmit_pulse_length_quantity_int16_counts,filter_constants_quantity_int16_1
CW_TEST | DICT52 |  | velpt_velocity_data | PD7,PD10,PD11,PD12,PD16,PD93,PD433,PD434,PD432,PD435,PD436,PD437,PD438,PD2,PD439,PD440,PD441,PD442,PD443,PD444,PD445,PD446,PD1154,PD1155,PD1156,PD863 | PD7 | time_quantity_float64_seconds_since_1900-01-01,port_timestamp_quantity_float64_seconds_since_1900-01-01,driver_timestamp_quantity_float64_seconds_since_1900-01-01,internal_timestamp_quantity_float64_seconds_since_1900-01-01,preferred_timestamp_category_int8_string_int8_1,date_time_string_array_quantity_str_1,error_code_quantity_int16_1,analog1_quantity_int16_1,battery_voltage_quantity_float32_V,sound_speed_analog2_quantity_float32_m_s_1,heading_quantity_float32_degrees,pitch_quantity_float32_degrees,roll_quantity_float32_degrees,pressure_quantity_float32_dbar,status_quantity_int8_1,temperature_quantity_float32_degC,velocity_beam1_quantity_float32_mm_s_1,velocity_beam2_quantity_float32_mm_s_1,velocity_beam3_quantity_float32_mm_s_1,amplitude_beam1_quantity_int16_counts,amplitude_beam2_quantity_int16_counts,amplitude_beam3_quantity_int16_counts
CW_TEST | DICT53 |  | velpt_diagostics_header | PD7,PD10,PD11,PD16,PD447,PD448,PD449,PD450,PD451,PD452,PD453,PD454,PD455,PD456,PD457,PD458,PD459,PD460,PD863 | PD7 | time_quantity_float64_seconds_since_1900-01-01,port_timestamp_quantity_float64_seconds_since_1900-01-01,driver_timestamp_quantity_float64_seconds_since_1900-01-01,preferred_timestamp_category_int8_string_int8_1,records_to_follow_quantity_int16_1,cell_number_diagnostics_quantity_int16_1,noise_amplitude_beam1_quantity_int8_counts,noise_amplitude_beam2_quantity_int8_counts,noise_amplitude_beam3_quantity_int8_counts,noise_amplitude_beam4_quantity_int8_counts,processing_magnitude_beam1_quantity_int16_1,processing_magnitude_beam2_quantity_int16_1,processing_magnitude_beam3_quantity_int16_1,processing_magnitude_beam4_quantity_int16_1,distance_beam1_quantity_int16_1,distance_beam2_quantity_int16_1,distance_beam3_quantity_int16_1,distance_beam4_quantity_int16_1
CW_TEST | DICT54 |  | velpt_diagnostics_data | PD7,PD10,PD11,PD12,PD16,PD93,PD433,PD434,PD432,PD435,PD436,PD437,PD438,PD2,PD439,PD440,PD441,PD442,PD443,PD444,PD445,PD446,PD863 | PD7 | time_quantity_float64_seconds_since_1900-01-01,port_timestamp_quantity_float64_seconds_since_1900-01-01,driver_timestamp_quantity_float64_seconds_since_1900-01-01,internal_timestamp_quantity_float64_seconds_since_1900-01-01,preferred_timestamp_category_int8_string_int8_1,date_time_string_array_quantity_str_1,error_code_quantity_int16_1,analog1_quantity_int16_1,battery_voltage_quantity_float32_V,sound_speed_analog2_quantity_float32_m_s_1,heading_quantity_float32_degrees,pitch_quantity_float32_degrees,roll_quantity_float32_degrees,pressure_quantity_float32_dbar,status_quantity_int8_1,temperature_quantity_float32_degC,velocity_beam1_quantity_float32_mm_s_1,velocity_beam2_quantity_float32_mm_s_1,velocity_beam3_quantity_float32_mm_s_1,amplitude_beam1_quantity_int16_counts,amplitude_beam2_quantity_int16_counts,amplitude_beam3_quantity_int16_counts
VOID | DICT55 |  | vel3d_cd_raw | PD7,PD10,PD11,PD16,PD26,PD863 | PD7 | time_quantity_float64_seconds_since_1900-01-01,port_timestamp_quantity_float64_seconds_since_1900-01-01,driver_timestamp_quantity_float64_seconds_since_1900-01-01,preferred_timestamp_category_int8_string_int8_1,raw_array_quantity_opaque_1
VEL3D_C | DICT56 |  | vel3d_cd_hardware_configuration | PD7,PD10,PD11,PD16,PD461,PD462,PD463,PD464,PD465,PD466,PD467,PD468,PD113,PD863 | PD7 | time_quantity_float64_seconds_since_1900-01-01,port_timestamp_quantity_float64_seconds_since_1900-01-01,driver_timestamp_quantity_float64_seconds_since_1900-01-01,preferred_timestamp_category_int8_string_int8_1,instrmt_type_serial_number_array_quantity_string_1,recorder_installed_boolean_int8_1,compass_installed_boolean_int8_1,board_frequency_quantity_int16_kHz,pic_version_quantity_int16_1,hardware_revision_quantity_int16_1,recorder_size_quantity_int16_bytes,velocity_range_category_int8_string_int8_1,firmware_version_array_quantity_string_1
VEL3D_C | DICT57 |  | vel3d_cd_head_configuration | PD7,PD10,PD11,PD16,PD470,PD471,PD472,PD473,PD474,PD475,PD476,PD477,PD478,PD863 | PD7 | time_quantity_float64_seconds_since_1900-01-01,port_timestamp_quantity_float64_seconds_since_1900-01-01,driver_timestamp_quantity_float64_seconds_since_1900-01-01,preferred_timestamp_category_int8_string_int8_1,pressure_sensor_boolean_int8_1,magnetometer_sensor_boolean_int8_1,tilt_sensor_boolean_int8_1,tilt_sensor_mounting_category_int8_string_int8_1,head_frequency_quantity_int16_kHz,head_type_quantity_string_1,head_serial_number_quantity_string_1,system_data_quantity_string_1,number_beams_quantity_int16_1
VEL3D_C | DICT58 |  | vel3d_cd_user_configuration | PD7,PD10,PD11,PD16,PD479,PD480,PD481,PD482,PD483,PD484,PD485,PD478,PD487,PD488,PD489,PD490,PD491,PD492,PD493,PD494,PD495,PD496,PD497,PD498,PD499,PD500,PD501,PD502,PD503,PD504,PD505,PD506,PD507,PD508,PD509,PD510,PD511,PD512,PD513,PD514,PD515,PD516,PD517,PD518,PD519,PD520,PD521,PD522,PD523,PD526,PD525,PD527,PD528,PD529,PD530,PD531,PD532,PD533,PD1088,PD534,PD863 | PD7 | time_quantity_float64_seconds_since_1900-01-01,port_timestamp_quantity_float64_seconds_since_1900-01-01,driver_timestamp_quantity_float64_seconds_since_1900-01-01,preferred_timestamp_category_int8_string_int8_1,transmit_pulse_length_quantity_int16_counts,blanking_distance_quantity_int16_counts,receive_length_quantity_int16_counts,time_between_pings_quantity_int16_counts,time_between_bursts_quantity_int16_counts,number_pings_quantity_int16_1,average_interval_quantity_int16_sec,number_beams_quantity_int16_1,profile_type_category_int8_string_int8_1,mode_type_quantity_int8_1,power_level_tcm1_quantity_int8_1,power_level_tcm2_quantity_int8_1,sync_out_position_quantity_int8_1,sample_on_sync_quantity_int8_1,start_on_sync_quantity_int8_1,power_level_pcr1_quantity_int8_1,power_level_pcr2_quantity_int8_1,compass_update_rate_quantity_int16_Hz,coordinate_system_quantity_int8_1,number_cells_quantity_int16_1,cell_size_quantity_int16_m,measurement_interval_quantity_int16_sec,deployment_name_array_quantity_string_1,wrap_moder_quantity_int16_1,deployment_start_time_quantity_int8_1,diagnostics_interval_quantity_int32_sec,use_specified_sound_speed_boolean_int8_1,diagnostics_mode_enable_boolean_int8_1,analog_output_enable_boolean_int8_1,output_format_quantity_int8_1,scaling_quantity_int8_1,serial_output_enable_boolean_int8_1,stage_enable_boolean_int8_1,analog_power_output_boolean_int8_1,sound_speed_adjust_factor_quantity_int16_m_s_1,number_diagnostics_samples_quantity_int16_1,number_beams_per_cell_quantity_int16_1,number_pings_diagnostic_quantity_int16_1,use_dsp_filter_boolean_int8_1,filter_data_output_quantity_int8_1,analog_input_address_quantity_int16_1,software_version_quantity_int16_1,velocity_adjustment_factor_quantity_int16_1,file_comments_array_quantity_string_1,wave_data_rate_quantity_int8_Hz,wave_cell_position_quantity_int8_1,dynamic_position_type_quantity_int8_1,precent_wave_cell_position_quantity_int16_1,wave_transmit_pulse_quantity_int16_1,fixed_wave_blanking_distance_quantity_int16_counts,wave_measurement_cell_size_quantity_int16_m,number_diagnostics_per_wave_quantity_int16_1,number_samples_per_burst_quantity_int16_1,analog_scale_factor_quantity_int16_1,correlation_threshold_quantity_int16_1,transmit_pulse_length_quantity_int16_counts,filter_constants_quantity_int16_1
LC_TEST | DICT59 |  | luke_test | PD7,PD6,PD26,PD863 | PD7
VOID | DICT60 |  | optaa_raw | PD7,PD10,PD11,PD12,PD16,PD26,PD863 | PD7
OPTAA | DICT61 | OPTAA | optaa_sample | PD7,PD10,PD11,PD12,PD16,PD583,PD584,PD585,PD114,PD586,PD587,PD588,PD589,PD590,PD591,PD592,PD593,PD594,PD595,PD596,PD597,PD598,PD743,PD863 | PD7 |  | ready for review
OPTAA | DICT62 | OPTAA | optaa_status | PD7,PD10,PD11,PD12,PD16,PD599,PD293,PD600,PD601,PD602,PD863 | PD7 |  | ready for review
VOID | DICT63 |  | tmpsf_raw | PD7,PD10,PD11,PD12,PD16,PD26,PD863 | PD7 | time_quantity_float64_seconds_since_1900-01-01,port_timestamp_quantity_float64_seconds_since_1900-01-01,driver_timestamp_quantity_float64_seconds_since_1900-01-01,preferred_timestamp_category_int8_string_int8_1,raw_array_quantity_opaque_1
BETA | DICT64 |  | tmpsf_sample | PD7,PD10,PD11,PD12,PD16,PD93,PD603,PD432,PD863 | PD7 | time_quantity_float64_seconds_since_1900-01-01, port_timestamp_quantity_float64_seconds_since_1900-01-01, driver_timestamp_quantity_float64_seconds_since_1900-01-01, preferred_timestamp_category_int8_string_int8_1, date_time_string_array_quantity_str_1, temperature_array_quantity_float32_degC, battery_voltage_quantity_float32_V
BETA | DICT65 |  | tmpsf_engineering | PD7,PD10,PD11,PD12,PD16,PD604,PD432,PD863 | PD7 | time_quantity_float64_seconds_since_1900-01-01, port_timestamp_quantity_float64_seconds_since_1900-01-01, driver_timestamp_quantity_float64_seconds_since_1900-01-01, preferred_timestamp_category_int8_string_int8_1, tmpsf_cal_coeffs_array_quantity_float32_1, battery_voltage_quantity_float32_V
BETA | DICT67 |  | vel3d_b_sample | PD7,PD10,PD11,PD12,PD16,PD93,PD535,PD536,PD537,PD538,PD539,PD540,PD541,PD440,PD542,PD543,PD437,PD438,PD878,PD879,PD880,PD1556,PD1557,PD863 | PD7 |  | ready for review
BETA | DICT68 |  | vel3d_b_engineering | PD7,PD10,PD11,PD12,PD16,PD969,PD970,PD971,PD972,PD973,PD974,PD975,PD976,PD977,PD978,PD979,PD980,PD738,PD739,PD981,PD982,PD983,PD984,PD741,PD863 | PD7 |  | ready for review
VOID | DICT69 |  | presf_tide_converted | PD7,PD95,PD863 | PD7
CW_TEST | DICT70 |  | adcp_pd0_earth_parsed | PD7,PD1556,PD1557,PD10,PD11,PD12,PD16,PD698,PD654,PD655,PD656,PD657,PD650,PD651,PD652,PD653,PD709,PD658,PD659,PD728,PD729,PD724,PD725,PD726,PD727,PD720,PD721,PD722,PD723,PD621,PD620,PD623,PD622,PD625,PD624,PD627,PD626,PD629,PD628,PD710,PD719,PD718,PD632,PD633,PD630,PD631,PD636,PD637,PD634,PD635,PD638,PD639,PD743,PD701,PD609,PD608,PD607,PD606,PD605,PD687,PD686,PD685,PD684,PD683,PD682,PD681,PD680,PD689,PD688,PD12,PD11,PD10,PD16,PD618,PD619,PD711,PD610,PD611,PD612,PD613,PD614,PD615,PD616,PD617,PD690,PD691,PD692,PD693,PD694,PD695,PD696,PD697,PD7,PD699,PD731,PD648,PD715,PD714,PD717,PD716,PD669,PD668,PD713,PD664,PD667,PD666,PD661,PD660,PD663,PD662,PD708,PD785,PD706,PD707,PD704,PD705,PD702,PD703,PD678,PD679,PD676,PD677,PD674,PD675,PD672,PD673,PD670,PD671,PD863,PD730,PD732,PD649,PD877,PD700,PD643,PD642,PD641,PD640,PD647,PD646,PD645,PD644,PD863,PD958,PD959,PD960,PD961 | PD7 |  | ready for review
CW_TEST | DICT71 |  | adcp_pd12_parsed | PD7,PD1556,PD1557,PD10,PD11,PD12,PD16,PD784,PD607,PD664,PD661,PD611,PD612,PD877,PD785,PD672,PD673,PD674,PD676,PD710,PD788,PD789,PD790,PD791,PD792,PD793,PD794,PD714,PD715,PD716,PD717,PD743,PD863 | PD7 |  | ready for review
CW_TEST | DICT72 |  | adcp_waves_parsed | PD7,PD1556,PD1557,PD10,PD11,PD12,PD16,PD744,PD745,PD608,PD747,PD748,PD749,PD750,PD751,PD752,PD753,PD754,PD755,PD651,PD757,PD758,PD759,PD877,PD760,PD761,PD762,PD676,PD764,PD765,PD766,PD710,PD768,PD769,PD770,PD672,PD673,PD674,PD774,PD775,PD776,PD777,PD778,PD779,PD780,PD781,PD782,PD783,PD743,PD863 | PD7 |  | ready for review
CW_TEST | DICT73 |  | adcp_compass_calibration | PD7,PD10,PD11,PD16,PD795,PD796,PD797,PD798,PD799,PD800,PD801,PD802,PD881,PD803,PD804,PD805,PD806,PD863 | PD7 |  | ready for review
CW_TEST | DICT74 |  | adcp_system_configuration | PD7,PD10,PD11,PD16,PD312,PD807,PD808,PD809,PD810,PD811,PD812,PD813,PD814,PD815,PD816,PD817,PD818,PD819,PD820,PD821,PD822,PD823,PD824,PD825,PD826,PD827,PD828,PD863 | PD7 |  | ready for review
VEL3D_C | DICT75 |  | vel3d_cd_data_header | PD7,PD10,PD11,PD12,PD16,PD93,PD571,PD572,PD573,PD574,PD575,PD576,PD577,PD863 | PD7
VEL3D_C | DICT76 |  | vel3d_cd_velocity_data | PD7,PD10,PD11,PD16,PD547,PD548,PD549,PD550,PD551,PD552,PD553,PD554,PD555,PD556,PD557,PD558,PD559,PD1085,PD1086,PD1087,PD1556,PD1557,PD863 | PD7
VEL3D_C | DICT77 |  | vel3d_cd_system_data | PD7,PD10,PD11,PD12,PD16,PD93,PD432,PD562,PD436,PD437,PD438,PD440,PD567,PD568,PD569,PD863 | PD7
VEL3D_C | DICT78 |  | vel3d_cd_clock_data | PD7,PD10,PD11,PD12,PD16,PD829,PD863 | PD7
VEL3D_C | DICT79 |  | vel3d_cd_battery_voltage | PD7,PD10,PD11,PD16,PD831,PD863 | PD7
VEL3D_C | DICT80 |  | vel3d_cd_identification_string | PD7,PD10,PD11,PD16,PD832,PD863 | PD7
CW_TEST | DICT81 |  | velpt_clock_data | PD7,PD10,PD11,PD12,PD16,PD829,PD863 | PD7
CW_TEST | DICT82 |  | velpt_battery_voltage | PD7,PD10,PD11,PD16,PD831,PD863 | PD7
CW_TEST | DICT83 |  | velpt_identification_string | PD7,PD10,PD11,PD16,PD832,PD863 | PD7
BETA | DICT84 |  | presf_wave_burst | PD7,PD10,PD11,PD12,PD16,PD93,PD96,PD833,PD863 | PD7 |  | ready for review
BETA | DICT85 |  | presf_wave_statistics | PD7,PD10,PD11,PD16,PD97,PD98,PD99,PD100,PD101,PD102,PD103,PD104,PD105,PD106,PD107,PD108,PD109,PD110,PD111,PD112,PD863 | PD7 |  | ready for review
VOID | DICT86 |  | prest_l1_pressure | PD7,PD95,PD863 | PD7
SP_TEST | DICT87 |  | botpt_nano_sample | PD7,PD10,PD11,PD12,PD16,PD837,PD838,PD93,PD848,PD843,PD863 | PD7
SP_TEST | DICT88 |  | botpt_lily_sample | PD7,PD10,PD11,PD12,PD16,PD837,PD93,PD839,PD840,PD841,PD849,PD842,PD312,PD863,PD1133,PD1134,PD1135 | PD7
SP_TEST | DICT89 |  | botpt_iris_sample | PD7,PD10,PD11,PD12,PD16,PD837,PD93,PD846,PD847,PD850,PD312,PD863 | PD7
SP_TEST | DICT90 |  | botpt_heat_sample | PD7,PD10,PD11,PD12,PD16,PD837,PD93,PD844,PD845,PD851,PD863 | PD7
VOID | DICT91 |  | ctdbp_cdef_L0 | PD7,PD193,PD194,PD195,PD863 | PD7
VOID | DICT92 |  | ctdbp_cdef_L1 | PD7,PD6,PD1,PD2,PD863 | PD7
VOID | DICT93 |  | ctdbp_cdef_L2_pracsal | PD7,PD3,PD863 | PD7
VOID | DICT94 |  | ctdbp_cdef_L2_density | PD7,PD5,PD863 | PD7
LC_TEST | DICT95 |  | sbe37_L0_test | PD7,PD8,PD9,PD857,PD858,PD859,PD863 | PD7
LC_TEST | DICT96 |  | sbe37_L1_test | PD7,PD8,PD9,PD854,PD855,PD856,PD863 | PD7
LC_TEST | DICT97 |  | sbe37_LC_TEST | PD7,PD8,PD9,PD857,PD858,PD859,PD854,PD855,PD856,PD860,PD861,PD862,PD863 | PD7
LC_TEST | DICT98 |  | ctd_LC_TEST | PD17,PD866,PD864,PD863,PD10,PD2,PD8,PD11,PD1,PD16,PD6,PD868,PD865,PD9,PD867,PD12,PD7,PD897,PD894,PD895,PD896 | PD7 | internal_timestamp,temp,preferred_timestamp,salinity,time,port_timestamp,ingestion_timestamp,quality_flag,temp_L1,lat,conductivity,driver_timestamp,conductivity_L1,pressure_L1,lon,pressure,density
VOID | DICT99 |  | vel3d_b_L0 | PD7, PD539, PD540, PD541, PD863 | PD7 |  | ready for review
VOID | DICT100 |  | vel3d_b_L1 | PD7, PD878, PD879, PD880, PD863 | PD7 |  | ready for review
VOID | DICT101 |  | ctdbp_no_L0 |  | PD7 |  |  | Not Ready
VOID | DICT102 |  | ctdbp_no_L1 |  | PD7 |  |  | Not Ready
TMPSF | DICT103 |  | tmpsf_L1 | PD7, PD603, PD863 | PD7 |  | ready for review
LC_TEST | DICT104 |  | lookup_value_test | PD7,PD6,PD889,PD893,PD863 | PD7
LC_TEST | DICT105 |  | lookup_value_static_test | PD7,PD890,PD863 | PD7
LC_TEST | DICT106 |  | explicit_lookup_value | PD7,PD892,PD863,PD894 | PD7
LC_TEST | DICT107 |  | global_range_ctp | PD7,PD894,PD895,PD896,PD863 | PD7
CW_TEST | DICT108 |  | adcp_pd0_beam_parsed | PD7,PD1556,PD1557,PD10,PD11,PD12,PD16,PD698,PD654,PD655,PD656,PD657,PD650,PD651,PD652,PD653,PD709,PD658,PD659,PD728,PD724,PD725,PD726,PD727,PD720,PD721,PD722,PD723,PD621,PD620,PD623,PD622,PD625,PD624,PD627,PD626,PD629,PD628,PD710,PD719,PD718,PD632,PD633,PD630,PD631,PD636,PD637,PD634,PD635,PD638,PD639,PD743,PD701,PD609,PD608,PD607,PD606,PD605,PD687,PD686,PD685,PD684,PD683,PD682,PD681,PD680,PD689,PD688,PD12,PD11,PD10,PD16,PD618,PD619,PD711,PD610,PD611,PD612,PD613,PD614,PD615,PD616,PD617,PD690,PD691,PD692,PD693,PD694,PD695,PD696,PD697,PD7,PD699,PD876,PD648,PD871,PD669,PD668,PD713,PD664,PD667,PD666,PD661,PD660,PD663,PD662,PD708,PD785,PD706,PD707,PD704,PD705,PD702,PD703,PD678,PD679,PD676,PD677,PD674,PD675,PD672,PD673,PD670,PD671,PD869,PD863,PD874,PD875,PD649,PD877,PD870,PD700,PD872,PD873,PD643,PD642,PD641,PD640,PD647,PD646,PD645,PD644,PD863,PD902,PD903,PD904,PD905 | PD7 |  | ready for review
BETA | DICT109 |  | ctd_external_dataset | PD7, PD10, PD11, PD12, PD16, PD193, PD194, PD195, PD196, PD835, PD836, PD197, PD198,PD863 | PD7 | time_quantity_float64_seconds_since_1900-01-01, port_timestamp_quantity_float64_seconds_since_1900-01-01, driver_timestamp_quantity_float64_seconds_since_1900-01-01, preferred_timestamp_category_int8_string_int8_1, temperature_quantity_int32_counts, conductivity_quantity_int32_counts, pressure_quantity_int32_counts, pressure_temp_quantity_int32_counts, oxygen_quantity_int32_counts, ctd_time_quantity_int32_s
BETA | DICT110 |  | ctd_simulator | PD863,PD10,PD2,PD8,PD11,PD1,PD16,PD6,PD924,PD9,PD923,PD12,PD7 | PD7
CW_TEST | DICT111 |  | phsen_control_record | PD7,PD10,PD11,PD12,PD16,PD353,PD354,PD355,PD356,PD366,PD367,PD368,PD369,PD370,PD371,PD372,PD373,PD374,PD375,PD376,PD377,PD1113,PD1114,PD378,PD379,PD1115,PD1116,PD1117,PD333,PD863 | PD7 |  | ready for review
CW_TEST | DICT112 |  | phsen_data_record | PD7,PD10,PD11,PD12,PD16,PD353,PD354,PD355,PD356,PD932,PD933,PD934,PD358,PD935,PD333,PD936,PD937,PD938,PD939,PD863 | PD7 |  | ready for review
VOID | DICT113 |  | phsen_immediate_status | PD7,PD10,PD11,PD16,PD360,PD361,PD362,PD363,PD364,PD863 | PD7 |  | ready for review
CW_TEST | DICT114 |  | phsen_regular_status | PD7,PD10,PD11,PD12,PD16,PD365,PD366,PD367,PD368,PD369,PD370,PD371,PD372,PD373,PD374,PD375,PD376,PD377,PD1113,PD1114,PD378,PD379,PD1115,PD1116,PD1117,PD333,PD863 | PD7 |  | ready for review
CW_TEST | DICT115 |  | phsen_configuration | PD7,PD10,PD11,PD12,PD16,PD380,PD381,PD382,PD383,PD384,PD385,PD386,PD387,PD388,PD389,PD390,PD391,PD392,PD393,PD394,PD395,PD396,PD397,PD398,PD399,PD400,PD401,PD402,PD403,PD404,PD405,PD406,PD407,PD408,PD409,PD1119,PD1120,PD1121,PD1122,PD1123,PD1124,PD1125,PD1126,PD1127,PD1128,PD1129,PD1130,PD1131,PD1132,PD863 | PD7 |  | ready for review
SP_TEST | DICT116 |  | dosta_d_sample | PD7,PD10,PD11,PD12,PD16,PD1005,PD1006,PD940,PD941,PD942,PD943,PD944,PD945,PD946,PD947,PD948,PD949,PD950,PD957,PD888,PD863 | PD7
JN | DICT119 |  | ctd_derived | PD863,PD7,PD10,PD11,PD12,PD16,PD8,PD9,PD2,PD1,PD6,PD17,PD985,PD986,PD987,PD988,PD989 | PD7
LC_TEST | DICT120 |  | dontuse | PD7,PD990 | PD7
CW_TEST | DICT121 |  | pco2a_air_samples | PD7,PD10,PD11,PD12,PD16,PD93,PD991,PD992,PD993,PD994,PD996,PD997,PD998,PD999,PD1000,PD1001,PD1002,PD863 | PD7
CW_TEST | DICT122 |  | pco2a_water_samples | PD7,PD10,PD11,PD12,PD16,PD93,PD991,PD992,PD993,PD995,PD996,PD997,PD998,PD999,PD1000,PD1001,PD1003,PD863 | PD7
SP_TEST | DICT123 |  | dosta_d_engineering | PD7,PD10,PD11,PD12,PD16,PD1004,PD1005,PD1006,PD1007,PD1008,PD1009,PD1010,PD1011,PD1012,PD1013,PD1014,PD1015,PD1016,PD1017,PD950,PD1018,PD1019,PD1020,PD1021,PD1022,PD1023,PD1024,PD1025,PD1026,PD1027,PD1028,PD1029,PD1030,PD1031,PD1032,PD1033,PD1034,PD1035,PD1036,PD1037,PD1038,PD1039,PD1040,PD1041,PD1042,PD1043,PD1044,PD1045,PD1046,PD1047,PD863 | PD7
SP_TEST | DICT124 |  | metbk_sample | PD7,PD1556,PD1557,PD10,PD11,PD12,PD16,PD1051,PD1052,PD1053,PD1054,PD1055,PD1056,PD1057,PD1058,PD1059,PD1060,PD1072,PD1073,PD1074,PD863 | PD7
SP_TEST | DICT125 |  | metbk_status | PD7,PD10,PD11,PD12,PD16,PD1061,PD312,PD1062,PD113,PD93,PD1063,PD1064,PD1065,PD1066,PD121,PD1070,PD1067,PD1068,PD1069,PD1071,PD863 | PD7
SP_TEST | DICT126 |  | rasfl_sample_result | PD7,PD10,PD11,PD12,PD16,PD1075,PD1076,PD1077,PD1078,PD1079,PD1080,PD1081,PD1082,PD1083,PD93,PD432,PD1084,PD863 | PD7
SP_TEST | DICT127 |  | rasfl_status | PD7,PD10,PD11,PD12,PD16,PD93,PD832,PD312,PD863 | PD7
SP_TEST | DICT128 |  | d1000_sample | PD7,PD10,PD11,PD12,PD16,PD1048,PD1049,PD1050,PD863 | PD7
SP_TEST | DICT129 |  | ppsdn_sample_result | PD7,PD10,PD11,PD12,PD16,PD1075,PD1076,PD1077,PD1078,PD1079,PD1080,PD1081,PD1082,PD1083,PD93,PD432,PD1084,PD863 | PD7
SP_TEST | DICT130 |  | ppsdn_status | PD7,PD10,PD11,PD12,PD16,PD93,PD832,PD312,PD863 | PD7
CW_TEST | DICT131 |  | spkir_data_record | PD7,PD10,PD11,PD12,PD16,PD1089,PD1090,PD1091,PD1092,PD1093,PD1094,PD1095,PD1096,PD1097,PD1098,PD1099,PD1100,PD1101,PD1102,PD1103,PD1104,PD863 | PD7
CW_TEST | DICT132 |  | spkir_configuration_record | PD7,PD10,PD11,PD12,PD16,PD1105,PD1106,PD1107,PD1108,PD1109,PD1110,PD1111,PD1112,PD863 | PD7
CW_TEST | DICT133 |  | flort_d_data_record | PD7,PD10,PD11,PD12,PD16,PD1136,PD1137,PD1138,PD1139,PD1140,PD1141,PD1142,PD1143,PD1144,PD863,PD1151,PD1152,PD1153 | PD7
CW_TEST | DICT134 |  | flort_d_metadata_record | PD7,PD10,PD11,PD16,PD1145,PD1146,PD1147,PD1148,PD1149,PD1150,PD863 | PD7
CTDPF | DICT136 |  | ctdpf_parsed | PD7,PD1552,PD440,PD2,PD1551,PD863,PD11,PD12,PD16 | PD7
EXAMPLE1 | DICT137 |  | sbe16_parsed | PD7,PD193,PD194,PD195,PD1531,PD1532,PD1534,PD1535,PD1536,PD1540 | PD7 |  | example only, do not review
EXAMPLE2 | DICT138 |  | vel3d_parsed_sample | PD7,PD2,PD440,PD542,PD543,PD437,PD438,PD1541,PD1542,PD1543,PD1544,PD1545,PD1546,PD1547,PD1548,PD1549,PD1550 | PD7 | pressure,time,roll,pitch,temperature,mag_comp_x,mag_comp_y,raw_velocity_a,raw_velocity_b,raw_velocity_c,raw_velocity_d,velocity_east,velocity_north,velocity_up,corr_velocity_east,corr_velocity_up | example only, do not review
LC_TEST | DICT139 |  | sparse_dict | PD7,PD1553,PD1554,PD1555 | PD7 |  | TESTING, do not review
BETA | DICT140 |  | ggldr_ctdgv_delayed | PD7,PD11,PD12,PD16,PD1402,PD1401,PD1495,PD1494,PD1526,PD1527,PD1528 | PD7
BETA | DICT141 |  | ggldr_dosta_delayed | PD7,PD11,PD12,PD16,PD1402,PD1401,PD1495,PD1494,PD1516,PD1518 | PD7
BETA | DICT142 |  | ggldr_eng_delayed | PD7,PD11,PD12,PD16,PD1216,PD1226,PD1227,PD1257,PD1272,PD1273,PD1276,PD1289,PD1335,PD1336,PD1359,PD1382,PD1391,PD1398,PD1401,PD1402,PD1417,PD1461,PD1462,PD1539 | PD7
BETA | DICT143 |  | ggldr_flord_delayed | PD7,PD11,PD12,PD16,PD1402,PD1401,PD1495,PD1494,PD1537,PD1538 | PD7
BETA | DICT144 |  | cgldr_adcpa_pd0_parsed | PD7,PD11,PD12,PD16,PD605,PD606,PD607,PD608,PD609,PD610,PD611,PD612,PD613,PD614,PD615,PD616,PD617,PD618,PD619,PD620,PD621,PD622,PD623,PD624,PD625,PD626,PD627,PD628,PD629,PD630,PD631,PD632,PD633,PD634,PD635,PD636,PD637,PD638,PD639,PD640,PD641,PD642,PD643,PD644,PD645,PD646,PD647,PD648,PD649,PD650,PD651,PD652,PD653,PD654,PD655,PD656,PD657,PD658,PD659,PD660,PD661,PD662,PD663,PD664,PD877,PD785,PD666,PD667,PD668,PD669,PD670,PD671,PD672,PD673,PD674,PD675,PD676,PD677,PD678,PD679,PD680,PD681,PD682,PD683,PD684,PD685,PD686,PD687,PD688,PD689,PD690,PD691,PD692,PD693,PD694,PD695,PD696,PD697,PD698,PD699,PD700,PD701,PD702,PD703,PD704,PD705,PD706,PD707,PD708,PD709,PD710,PD711,PD877,PD785,PD713,PD714,PD715,PD716,PD717,PD718,PD719,PD720,PD721,PD722,PD723,PD724,PD725,PD726,PD727,PD728,PD729,PD730,PD731,PD732,PD1159,PD1160,PD1161,PD1162,PD1163,PD1164,PD1165,PD1166,PD1167,PD1168,PD1169,PD1170,PD1171,PD1172,PD1173,PD1174,PD1175,PD1176,PD1177,PD1178,PD1179,PD1180,PD1181,PD1182,PD1183,PD1184,PD1185,PD1186,PD1187,PD1188,PD1189,PD1190,PD1191,PD1192,PD1193,PD1194,PD1195,PD1196,PD1197,PD1198,PD1199,PD1200,PD1201,PD1202,PD1203,PD1204,PD1205,PD1206,PD1207,PD1208,PD1209,PD1210,PD1211,PD743 | PD7
BETA | DICT145 |  | cgldr_flort_delayed | PD7,PD11,PD12,PD16,PD1402,PD1401,PD1495,PD1494,PD1335,PD1336,PD1382,PD1391,PD1479,PD1482,PD1485 | PD7
BETA | DICT146 |  | cgldr_engineering_delayed | PD7,PD11,PD12,PD16,PD1402,PD1401,PD1495,PD1494,PD1335,PD1336,PD1382,PD1391,PD1216,PD1215,PD1219,PD1220,PD1222,PD1224,PD1226,PD1227,PD1231,PD1234,PD1252,PD1255,PD1257,PD1270,PD1272,PD1273,PD1276,PD1289,PD1317,PD1359,PD1387,PD1398,PD1403,PD1417,PD1407,PD1409,PD1448,PD1458,PD1461,PD1462,PD1489,PD1490,PD1539 | PD7
BETA | DICT147 |  | cgldr_parad_delayed | PD7,PD11,PD12,PD16,PD1402,PD1401,PD1495,PD1494,PD1335,PD1336,PD1382,PD1391 | PD7
SP_MFLM | DICT148 |  | dostad_parsed | PD7,PD11,PD12,PD16,PD1005,PD1006,PD940,PD941,PD942,PD943,PD944,PD945,PD946,PD947,PD948,PD949 | PD7
SP_MFLM | DICT149 |  | flortd_parsed | PD7,PD11,PD12,PD16,PD1136,PD1137,PD1138,PD1139,PD1140,PD1141,PD1142,PD1143,PD1144 | PD7
SP_MFLM | DICT150 |  | ctdmo_parsed | PD7,PD11,PD12,PD16,PD1558,PD6,PD1,PD2,PD198 | PD7
SP_MFLM | DICT151 |  | adcps_parsed | PD7,PD11,PD12,PD16,PD784,PD607,PD1212,PD1213,PD611,PD612,PD877,PD785,PD672,PD673,PD674,PD676,PD710,PD788,PD789,PD790,PD791,PD792,PD793,PD794,PD714,PD715,PD716,PD717,PD743 | PD7
SP_MFLM | DICT152 |  | phsen_parsed | PD7,PD11,PD12,PD16,PD353,PD354,PD355,PD1559,PD932,PD933,PD934,PD358,PD935,PD333 | PD7
Note on E149: Removed duplicate PD1336 from DICT147. -Arthur Teranishi
Note on A1: Added Global Glider instrument CTDGV-M entries. -Arthur Teranishi
Note on E67: Temporarily removed PD962,PD963 due to error. -tampe Note that these two parameters rely on a co-located CTD for their parameter functions and we do NOT currently support multi-instrument coverages yet in R2. We can add these back for R3. -tampe
Note on B114: Removed _ from DICT_109 -Lucas Campbell
Note on E15: The raw stream should not include latitude, longitude, and quality flags (PD8, PD9 and PD17). -wingard.osu Removed PD8, PD9, and PD17 -tampe

## Parser
Scenario | ID | name | parser/module | parser/method | parser/config | description
STOP! | Changes to this doc can break the nose tests or interfere with test systems! BEFORE making changes, please read https://confluence.oceanobservatories.org/display/CIDev/Preload+development. AFTER making changes, please TEST, make a copy of this sheet, and commit the new URL to ion_loader.py!
BETA,OOIR2 | PARSE1 | Global Range Test | ion.util.parsers.global_range_test | grt_parser
BETA,OOIR2 | PARSE2 | Stuck Value Test | ion.util.parsers.stuck_value_test | stuck_value_test_parser
BETA,OOIR2 | PARSE3 | Gradient Test | ion.util.parsers.gradient_test | gradient_test_parser
BETA,OOIR2 | PARSE4 | Spike Test | ion.util.parsers.spike_test | spike_parser
BETA,OOIR2 | PARSE5 | Trend Test | ion.util.parsers.trend_test | trend_parser
BETA,OOIR2 | PARSE6 | Local Range Test | ion.util.parsers.local_range_test | lrt_parser

## PlatformAgent
Scenario | ID | owner_id | lcstate | org_ids | platform_model_ids | pa/name | pa/description | pa/agent_version | pa/driver_module | pa/driver_class | agent_default_config | stream_configurations
STOP! | Changes to this doc can break the nose tests or interfere with test systems! BEFORE making changes, please read https://confluence.oceanobservatories.org/display/CIDev/Preload+development. AFTER making changes, please TEST, make a copy of this sheet, and commit the new URL to ion_loader.py!
OOIR2_DEMO | PA1 |  | DEPLOYED_AVAILABLE | MF_3,MF_RSN | LJ_PM | RSN Platform Agent | RSN Platform Agent Using OMS Simulator | 0.1 | ion.agents.platform.rsn.rsn_platform_driver | RSNPlatformDriver | aparam_pubrate_config.raw:5, aparam_pubrate_config.parsed:5 | SC1,SC9
OOIR2_DEMOXX | PA2 |  | DEPLOYED_AVAILABLE | MF_3,MF_RSN | GL_PM | Glider Platform Agent | Glider Platform Agent Using OMS Simulator | 0.1 | ion.agents.platform.rsn.rsn_platform_driver | RSNPlatformDriver | aparam_pubrate_config.raw:5, aparam_pubrate_config.parsed:5 | SC1,SC9
NOSE | PA_TEST | USER_1 | DEPLOYED_AVAILABLE | MF_TEST | PM_NOSE | Unit Test Platform Agent | RSN Platform Agent Using OMS Simulator | 0.1 | ion.agents.platform.rsn.rsn_platform_driver | RSNPlatformDriver | aparam_pubrate_config:0 | SC1,NOSE_STREAMCONFIG
BETA | PA1 | USER_1 | DEPLOYED_AVAILABLE | MF_3 | PM12 | RSN Platform Agent | RSN Platform Agent Using OMS Simulator | 0.1 | ion.agents.platform.rsn.rsn_platform_driver | RSNPlatformDriver | aparam_pubrate_config.raw:5, aparam_pubrate_config.parsed:5 | SC1,SC9
BETAX | PA2 | USER_1 | DEPLOYED_AVAILABLE | MF_3 | PM17 | Glider Platform Agent | Glider Platform Agent Using OMS Simulator | 0.1 | ion.agents.platform.rsn.rsn_platform_driver | RSNPlatformDriver | aparam_pubrate_config.raw:5, aparam_pubrate_config.parsed:5 | SC1,SC9
Note on A7: Not needed? -tampe
Note on B3: Duplicate ID warning -Lucas Campbell

## PlatformAgentInstance
Scenario | ID | owner_id | org_ids | platform_agent_id | platform_device_id | unused/start_agent | pai/name | pai/description | driver_config | platform_id | agent_device_map | agent_streamconfig_map | alerts | agent_config
STOP! | Changes to this doc can break the nose tests or interfere with test systems! BEFORE making changes, please read https://confluence.oceanobservatories.org/display/CIDev/Preload+development. AFTER making changes, please TEST, make a copy of this sheet, and commit the new URL to ion_loader.py!
DOC | [5 empty] | only base node in topology should start |  |  | if using the simulator, this column MUST use definitions from the simulator configuration network.yml | if using the simulator, this MUST be a value defined in the simulator configuration network.yml. This value is placed inside a platform_config dict inside the agent_config by ion_loader | don't need -- already have platform_device_id in colF for each platform_id | define from streamdef and parameter dictionary L360 | references a list of Alerts sheet ids
BETA,OOIR2_DEMO | PAI5 | USER_1 | MF_3 | PA1 | PDEV3 | TRUE | Platform Agent | RSN Platform Agent Instance | oms_uri: embsimulator, attributes.MVPC_pressure_1.read_write: read, attributes.MVPC_pressure_1.group: pressure, attributes.MVPC_pressure_1.precision: 0.04, attributes.MVPC_pressure_1.min_val: -3.8, attributes.MVPC_pressure_1.max_val: 33.8, attributes.MVPC_pressure_1.attr_id: MVPC_pressure_1, attributes.MVPC_pressure_1.units: PSI, attributes.MVPC_pressure_1.monitor_cycle_seconds: 4, attributes.MVPC_pressure_1.type: float, attributes.input_bus_current.read_write: write, attributes.input_bus_current.group: power, attributes.input_bus_current.precision: 0.1, attributes.input_bus_current.min_val: -50, attributes.input_bus_current.max_val: 50, attributes.input_bus_current.attr_id: input_bus_current, attributes.input_bus_current.units: Amps, attributes.input_bus_current.monitor_cycle_seconds: 5, attributes.input_bus_current.type: float, attributes.MVPC_temperature.read_write: read, attributes.MVPC_temperature.group: temperature, attributes.MVPC_temperature.precision: 0.06, attributes.MVPC_temperature.min_val: -1.5, attributes.MVPC_temperature.max_val: 58.5, attributes.MVPC_temperature.attr_id: MVPC_temperature, attributes.MVPC_temperature.units: Degrees C, attributes.MVPC_temperature.monitor_cycle_seconds: 4, attributes.MVPC_temperature.type: float, attributes.input_voltage.read_write: read, attributes.input_voltage.group: power, attributes.input_voltage.precision: 1, attributes.input_voltage.min_val: -500, attributes.input_voltage.max_val: 500, attributes.input_voltage.attr_id: input_voltage, attributes.input_voltage.units: Volts, attributes.input_voltage.monitor_cycle_seconds: 2.5, attributes.input_voltage.type: float, ports.MJ01C_port_1.port_id: MJ01C_port_1, ports.MJ01C_port_1.network: MJ01C_port_1_IP, ports.MJ01C_port_2.port_id: MJ01C_port_2, ports.MJ01C_port_2.network: MJ01C_port_2_IP, | MJ01C |  |  | A_LATE
RSN_OMS | PAI9 | USER_1 | MF_3 | PA1 | PD_BTST_RSN2 | TRUE | Platform Agent | RSN Platform Agent Instance | oms_uri: rsn, attributes.Pitch_755.read_write: read, attributes.Pitch_755.group: control, attributes.Pitch_755.precision: 0.04, attributes.Pitch_755.min_val: -3.8, attributes.Pitch_755.max_val: 33.8, attributes.Pitch_755.attr_id: Pitch¦755, attributes.Pitch_755.units: millidegrees, attributes.Pitch_755.monitor_cycle_seconds: 4, attributes.Pitch_755.type: String, attributes.Roll_756.read_write: write, attributes.Roll_756.group: control, attributes.Roll_756.precision: 0.1, attributes.Roll_756.min_val: -50, attributes.Roll_756.max_val: 50, attributes.Roll_756.attr_id: Roll¦756, attributes.Roll_756.units: millidegrees, attributes.Roll_756.monitor_cycle_seconds: 5, attributes.Roll_756.type: String, attributes.Power_State_791.read_write: read, attributes.Power_State_791.group: power, attributes.Power_State_791.precision: 0.06, attributes.Power_State_791.min_val: -1.5, attributes.Power_State_791.max_val: 58.5, attributes.Power_State_791.attr_id: Power State¦791, attributes.Power_State_791.units: state index, attributes.Power_State_791.monitor_cycle_seconds: 4, attributes.Power_State_791.type: String, attributes.Unit_Temperature_766.read_write: read, attributes.Unit_Temperature_766.group: temperature, attributes.Unit_Temperature_766.precision: 1, attributes.Unit_Temperature_766.min_val: -500, attributes.Unit_Temperature_766.max_val: 500, attributes.Unit_Temperature_766.attr_id: Unit Temperature¦766, attributes.Unit_Temperature_766.units: millidegrees Celsius, attributes.Unit_Temperature_766.monitor_cycle_seconds: 2.5, attributes.Unit_Temperature_766.type: String, attributes.Ambient_Temperature_758.read_write: read, attributes.Ambient_Temperature_758.group: temperature, attributes.Ambient_Temperature_758.precision: 1, attributes.Ambient_Temperature_758.attr_id: Ambient Temperature¦758, attributes.Ambient_Temperature_758.units: millidegrees Celsius, attributes.Ambient_Temperature_758.monitor_cycle_seconds: 3, attributes.Ambient_Temperature_758.type: String, attributes.Board_State_763.read_write: read, attributes.Board_State_763.group: control, attributes.Board_State_763.precision: 1, attributes.Board_State_763.attr_id: Board State¦763, attributes.Board_State_763.units: state index, attributes.Board_State_763.monitor_cycle_seconds: 3, attributes.Board_State_763.type: String, attributes.CIB_5V_Current_762.read_write: read, attributes.CIB_5V_Current_762.group: power, attributes.CIB_5V_Current_762.precision: 1, attributes.CIB_5V_Current_762.attr_id: CIB 5V Current¦762, attributes.CIB_5V_Current_762.units: milliAmps, attributes.CIB_5V_Current_762.monitor_cycle_seconds: 3, attributes.CIB_5V_Current_762.type: String, attributes.Error_State_770.read_write: read, attributes.Error_State_770.group: control, attributes.Error_State_770.precision: 1, attributes.Error_State_770.attr_id: Error State¦770, attributes.Error_State_770.units: state index, attributes.Error_State_770.monitor_cycle_seconds: 3, attributes.Error_State_770.type: String, attributes.GFD_High_767.read_write: read, attributes.GFD_High_767.group: power, attributes.GFD_High_767.precision: 1, attributes.GFD_High_767.attr_id: GFD High¦767, attributes.GFD_High_767.units: microAmps, attributes.GFD_High_767.monitor_cycle_seconds: 3, attributes.GFD_High_767.type: String, attributes.OCD_Current_771.read_write: read, attributes.OCD_Current_771.group: power, attributes.OCD_Current_771.precision: 1, attributes.OCD_Current_771.attr_id: OCD Current¦771, attributes.OCD_Current_771.units: milliAmps, attributes.OCD_Current_771.monitor_cycle_seconds: 3, attributes.OCD_Current_771.type: String, ports.MJ01C_port_1.port_id: MJ01C_port_1, ports.MJ01C_port_1.network: MJ01C_port_1_IP, ports.MJ01C_port_2.port_id: MJ01C_port_2, ports.MJ01C_port_2.network: MJ01C_port_2_IP, | LPJBox_CI_Ben_Hall |  |  | A_LATE
BETA_X | PAI7 | USER_1 | MF_3 | PA1 | PDEV5 | TRUE | Platform Agent | RSN Platform Agent Instance | oms_uri: embsimulator, attributes.MVPC_pressure_1.read_write: read, attributes.MVPC_pressure_1.group: pressure, attributes.MVPC_pressure_1.precision: 0.04, attributes.MVPC_pressure_1.min_val: -3.8, attributes.MVPC_pressure_1.max_val: 33.8, attributes.MVPC_pressure_1.attr_id: MVPC_pressure_1, attributes.MVPC_pressure_1.units: PSI, attributes.MVPC_pressure_1.monitor_cycle_seconds: 4, attributes.MVPC_pressure_1.type: float, attributes.input_bus_current.read_write: write, attributes.input_bus_current.group: power, attributes.input_bus_current.precision: 0.1, attributes.input_bus_current.min_val: -50, attributes.input_bus_current.max_val: 50, attributes.input_bus_current.attr_id: input_bus_current, attributes.input_bus_current.units: Amps, attributes.input_bus_current.monitor_cycle_seconds: 5, attributes.input_bus_current.type: float, attributes.MVPC_temperature.read_write: read, attributes.MVPC_temperature.group: temperature, attributes.MVPC_temperature.precision: 0.06, attributes.MVPC_temperature.min_val: -1.5, attributes.MVPC_temperature.max_val: 58.5, attributes.MVPC_temperature.attr_id: MVPC_temperature, attributes.MVPC_temperature.units: Degrees C, attributes.MVPC_temperature.monitor_cycle_seconds: 4, attributes.MVPC_temperature.type: float, attributes.input_voltage.read_write: read, attributes.input_voltage.group: power, attributes.input_voltage.precision: 1, attributes.input_voltage.min_val: -500, attributes.input_voltage.max_val: 500, attributes.input_voltage.attr_id: input_voltage, attributes.input_voltage.units: Volts, attributes.input_voltage.monitor_cycle_seconds: 2.5, attributes.input_voltage.type: float, ports.LJ01D_port_1.port_id: LJ01D_port_1, ports.LJ01D_port_1.network: LJ01D_port_1_IP, ports.LJ01D_port_2.port_id: LJ01D_port_2, ports.LJ01D_port_2.network: LJ01D_port_2_IP, | LJ01D |  |  | A_LATE
BETA_X | PAI6 | USER_1 | MF_3 | PA1 | PDEV5 | TRUE | Platform Agent | RSN Platform Agent Instance | oms_uri: embsimulator, attributes.MVPC_pressure_1.read_write: read, attributes.MVPC_pressure_1.group: pressure, attributes.MVPC_pressure_1.precision: 0.04, attributes.MVPC_pressure_1.min_val: -3.8, attributes.MVPC_pressure_1.max_val: 33.8, attributes.MVPC_pressure_1.attr_id: MVPC_pressure_1, attributes.MVPC_pressure_1.units: PSI, attributes.MVPC_pressure_1.monitor_cycle_seconds: 4, attributes.MVPC_pressure_1.type: float, attributes.input_bus_current.read_write: write, attributes.input_bus_current.group: power, attributes.input_bus_current.precision: 0.1, attributes.input_bus_current.min_val: -50, attributes.input_bus_current.max_val: 50, attributes.input_bus_current.attr_id: input_bus_current, attributes.input_bus_current.units: Amps, attributes.input_bus_current.monitor_cycle_seconds: 5, attributes.input_bus_current.type: float, attributes.MVPC_temperature.read_write: read, attributes.MVPC_temperature.group: temperature, attributes.MVPC_temperature.precision: 0.06, attributes.MVPC_temperature.min_val: -1.5, attributes.MVPC_temperature.max_val: 58.5, attributes.MVPC_temperature.attr_id: MVPC_temperature, attributes.MVPC_temperature.units: Degrees C, attributes.MVPC_temperature.monitor_cycle_seconds: 4, attributes.MVPC_temperature.type: float, attributes.input_voltage.read_write: read, attributes.input_voltage.group: power, attributes.input_voltage.precision: 1, attributes.input_voltage.min_val: -500, attributes.input_voltage.max_val: 500, attributes.input_voltage.attr_id: input_voltage, attributes.input_voltage.units: Volts, attributes.input_voltage.monitor_cycle_seconds: 2.5, attributes.input_voltage.type: float, ports.LJ01D_port_1.port_id: LJ01D_port_1, ports.LJ01D_port_1.network: LJ01D_port_1_IP, ports.LJ01D_port_2.port_id: LJ01D_port_2, ports.LJ01D_port_2.network: LJ01D_port_2_IP, | LJ01D |  |  | A_LATE
NOSE | PAI_TEST | USER_1 | MF_TEST | PA_TEST | PDEV_NOSE | TRUE | Unit Test Platform Agent Instance | RSN Platform Agent Instance | oms_uri: embsimulator, attributes.MVPC_pressure_1.read_write: read, attributes.MVPC_pressure_1.group: pressure, attributes.MVPC_pressure_1.precision: 0.04, attributes.MVPC_pressure_1.min_val: -3.8, attributes.MVPC_pressure_1.max_val: 33.8, attributes.MVPC_pressure_1.attr_id: MVPC_pressure_1, attributes.MVPC_pressure_1.units: PSI, attributes.MVPC_pressure_1.monitor_cycle_seconds: 4, attributes.MVPC_pressure_1.type: float, attributes.input_bus_current.read_write: write, attributes.input_bus_current.group: power, attributes.input_bus_current.precision: 0.1, attributes.input_bus_current.min_val: -50, attributes.input_bus_current.max_val: 50, attributes.input_bus_current.attr_id: input_bus_current, attributes.input_bus_current.units: Amps, attributes.input_bus_current.monitor_cycle_seconds: 5, attributes.input_bus_current.type: float, attributes.MVPC_temperature.read_write: read, attributes.MVPC_temperature.group: temperature, attributes.MVPC_temperature.precision: 0.06, attributes.MVPC_temperature.min_val: -1.5, attributes.MVPC_temperature.max_val: 58.5, attributes.MVPC_temperature.attr_id: MVPC_temperature, attributes.MVPC_temperature.units: Degrees C, attributes.MVPC_temperature.monitor_cycle_seconds: 4, attributes.MVPC_temperature.type: float, attributes.input_voltage.read_write: read, attributes.input_voltage.group: power, attributes.input_voltage.precision: 1, attributes.input_voltage.min_val: -500, attributes.input_voltage.max_val: 500, attributes.input_voltage.attr_id: input_voltage, attributes.input_voltage.units: Volts, attributes.input_voltage.monitor_cycle_seconds: 2.5, attributes.input_voltage.type: float, ports.LJ01D_port_1.port_id: LJ01D_port_1, ports.LJ01D_port_1.network: LJ01D_port_1_IP, ports.LJ01D_port_2.port_id: LJ01D_port_2, ports.LJ01D_port_2.network: LJ01D_port_2_IP, | LJ01D |  |  | A_LATE

## PlatformDevice
Scenario | ID | confluence | owner_id | lcstate | org_ids | contact_ids | platform_model_id | network_parent_id | platform_device_id | pd/name | pd/description | pd/serial_number
STOP! | Changes to this doc can break the nose tests or interfere with test systems! BEFORE making changes, please read https://confluence.oceanobservatories.org/display/CIDev/Preload+development. AFTER making changes, please TEST, make a copy of this sheet, and commit the new URL to ion_loader.py!
DOC: CI attribute name | [X] | [X] | [contacts, with role set to owner] | PlatformDevice.lcstate | [X] | [contacts, with role set to pointOfContact] | [association] | [association] | (optional) association to assembly parent TBD | PlatformDevice.name | PlatformDevice.description | PlatformDevice.serial_number
OOIR2_DEMO | PD_BTST_RSN1 |  |  | DEPLOYED_AVAILABLE | MF_3 |  | LJ_PM |  |  | Low Power JBox - RSN Bench Testing | Low Power JBox - RSN Bench Testing using OMS Simulator | 991
OOIR2_DEMO | PD_BTST_RSN3 |  |  | DEPLOYED_AVAILABLE | MF_3 |  | WF_PM |  |  | Wire Following Profiler Platform Test | Wire Following Profiler Platform Test | 104
OOIR2_DEMO | PD_BTST_CG1 |  |  | DEPLOYED_AVAILABLE | MF_3 |  | FM_PM |  |  | Low Power Sub-surface Mooring - CG Bench Testing | Low Power Sub-surface Mooring - CG Bench Testing with Data Agents | 992
OOIR2_DEMO | PD_BTST_CG2 |  |  | DEPLOYED_AVAILABLE | MF_3 |  | FM_PM |  | PD_BTST_CG1 | Mooring Riser 1 - Low Power Sub-surface Mooring - CG Bench Testing | Mooring Riser 1 - Low Power Sub-surface Mooring - CG Bench Testing with Data Agents | 992
IDK | IDK_PD |  | IDK_USER | DEPLOYED_AVAILABLE | IDK_ORG | IDK_USER1,IDK_USER2 | IDK_PM |  |  | IDK platform device | Platform device for IDK development | 104
NOSE | PDEV_NOSE |  | USER_1 | DEPLOYED_AVAILABLE | MF_TEST | M_MANAGER,O_OWNERREP | PM_NOSE |  |  | Nose testing Platform Device | Beta Demonstration of RSN Platform Device connected to Simulated OMS | 103
BETA | PDEV3 |  | USER_1 | DEPLOYED_AVAILABLE | MF_3 | M_MANAGER,O_OWNERREP | PM12 |  |  | Beta Demonstration Platform Device | Beta Demonstration of RSN Platform Device connected to Simulated OMS | 103
BETA | PDEV5 |  | USER_1 | DEPLOYED_AVAILABLE | MF_3 | M_MANAGER,O_OWNERREP | PM12 |  | PDEV3 | Wire Following Profiler Platform Test | Wire Following Profiler Platform Test | 104
CTDPFdel | PDEV5 |  | USER_1 | DEPLOYED_AVAILABLE | MF_3 | M_MANAGER,O_OWNERREP | PM12 |  | PDEV3 | Wire Following Profiler Platform Test | Wire Following Profiler Platform Test | 104
BETAdel | PDEV6 |  | USER_1 | DEPLOYED_AVAILABLE | MF_3 | M_MANAGER,O_OWNERREP | PM17 |  |  | Glider 001 - Mobile Assets Test | Platform GL001 device #01 Test Platform | 105
BETAdel | PDEV7 |  | USER_1 | DEPLOYED_AVAILABLE | MF_3 | M_MANAGER,O_OWNERREP | PM17 |  |  | Glider 002 - Mobile Assets Test | Platform GL002 device #01 Test Platform | 106
BETAdel | PDEV8 |  | USER_1 | DEPLOYED_AVAILABLE | MF_3 | M_MANAGER,O_OWNERREP | PM17 |  |  | Glider 003 - Mobile Assets Test | Platform GL003 device #01 Test Platform | 107
R2_DEMO | PDEV4 |  | USER_1 | DEPLOYED_AVAILABLE | MF_3 | M_MANAGER,O_OWNERREP | PM12 |  |  | Profiler 200m Platform 104 | 200-meter Platform for Shallow Profiler - Platform 104 | 104
R2_DEMO | D1PlatformDevice1 | https://confluence.oceanobservatories.org/display/CIDev/Preload+Data+for+Deployments+1-3 | USER_1 | DEPLOYED_AVAILABLE | MF_3 | J_DELANEY,O_OWNERREP | PM13 |  |  | platform device for test deployment 1 | 200-meter Platform for Shallow Profiler - Deployment 1 | 104
R2_DEMO | EEPlatformDevice1 | https://confluence.oceanobservatories.org/display/CIDev/Preload+Data+for+Deployments+1-3 | USER_1 | DEPLOYED_AVAILABLE | MF_3 | J_DELANEY,O_OWNERREP | PM13 |  |  | platform device for end to end R2 testing | 200-meter Platform for Shallow Profiler - EER2 test | 104
RSN_OMS | PD_BTST_RSN2 |  |  | DEPLOYED_AVAILABLE | MF_3 |  | PM12 |  |  | Low Power JBox - OMS Testing | Low Power JBox - OMS Testing | 991
GENG | PDEV6 |  |  | DEPLOYED_AVAILABLE | MF_3 |  | PM17 |  |  | Global Glider 001 - Mobile Assets Test | Platform GL001 device #01 Test Platform | 121
GENG | PDEV7 |  |  | DEPLOYED_AVAILABLE | MF_3 |  | PM17 |  |  | Global Glider 002 - Mobile Assets Test | Platform GL002 device #01 Test Platform | 122
GENG | PDEV8 |  |  | DEPLOYED_AVAILABLE | MF_3 |  | PM17 |  |  | Global Glider 003 - Mobile Assets Test | Platform GL003 device #01 Test Platform | 123
SP_MFLM | PD_GP03FLMA_1 |  | USER_1 | DEPLOYED_AVAILABLE | MF_3 | M_MANAGER,O_OWNERREP | PM_SP_MFLM |  |  | Station Papa Flanking Mooring A | Station Papa Flanking Mooring A: GP03FLMA-FI001 | 110
SP_MFLM | PD_GP03FLMB_1 |  | USER_1 | DEPLOYED_AVAILABLE | MF_3 | M_MANAGER,O_OWNERREP | PM_SP_MFLM |  |  | Station Papa Flanking Mooring B | Station Papa Flanking Mooring B: GP03FLMB-FI001 | 111

## PlatformModel
Scenario | ID | owner_id | org_ids | param_dict_id | pm/name | pm/description | pm/platform_family | pm/manufacturer | pm/ci_onboard | pm/shore_networked | pm/platform_type
STOP! | Changes to this doc can break the nose tests or interfere with test systems! BEFORE making changes, please read https://confluence.oceanobservatories.org/display/CIDev/Preload+development. AFTER making changes, please TEST, make a copy of this sheet, and commit the new URL to ion_loader.py!
DOC |  |  | marine facility ID or virtual observatory ID | [6 empty] | boolean
OOIR2_M | LJ_PM |  |  |  | Low Power J-Box Demo | Low Power Junction Box (J-Box) Model | Low-power Junction Box | RSN | FALSE | TRUE | http://mmisw.org/ont/mmi/platform/BenthicNode
OOIR2_M | FM_PM |  |  |  | Low Power Sub-surface Mooring Demo | Low Power Sub-surface Mooring | Low Power Sub-surface Mooring | RSN | FALSE | TRUE | http://mmisw.org/ont/mmi/platform/BenthicNode
OOIR2_M | GL_PM |  |  |  | Gliders | Node Type: GL | Gliders | Teledyne | FALSE | TRUE | http://mmisw.org/ont/mmi/platform/Glider
IDK | IDK_PM | IDK_USER | IDK_ORG |  | IDK Platform Model | Platform model for IDK development | Wire-Following Profiler | RSN | FALSE | TRUE | http://mmisw.org/ont/mmi/platform/BenthicNode
NOSE | PM_NOSE | USER_1 | MF_TEST |  | Nose Testing Platform Model | Beta Demonstration of RSN Platform Model | Surface-Piercing Profiler | RSN | FALSE | TRUE | http://mmisw.org/ont/mmi/platform/BenthicNode
BETA | PM12 | USER_1 | MF_3 |  | Beta Demonstration Platform Model | Beta Demonstration of RSN Platform Model | Surface-Piercing Profiler | RSN | FALSE | TRUE | http://mmisw.org/ont/mmi/platform/BenthicNode
BETA | PM17 | USER_1 | MF_3 |  | Gliders | Node Type: GL | Gliders | Teledyne | FALSE | TRUE | http://mmisw.org/ont/mmi/platform/Glider
R2_DEMO | PM11 | USER_1 | MF_3 |  | Shallow Profilern Demo | Shallow Profiler Model w/200M platform | Wire-Following Profiler | RSN | FALSE | TRUE | http://mmisw.org/ont/mmi/platform/VerticalProfiler
R2_DEMO | PM13 | USER_1 | MF_3 |  | 200m Platform Demo | 200-meter Platform for Shallow Profiler Model | Wire-Following Profiler | RSN | FALSE | TRUE | http://mmisw.org/ont/mmi/platform/mooring
R2_DEMO | PM14 | USER_1 | MF_3 |  | Deep Profiler Demo | Wire-following Deep Profiler Model | Deep Profiler | RSN | FALSE | TRUE | http://mmisw.org/ont/mmi/platform/VerticalProfiler
R2_DEMO | PM15 | USER_1 | MF_3 |  | Low Power J-Box Demo | Low Power Junction Box (J-Box) Model | Low-power Junction Box | RSN | FALSE | TRUE | http://mmisw.org/ont/mmi/platform/BenthicNode
R2_DEMO | PM16 | USER_1 | MF_3 |  | Low Voltage Node Demo | Low Voltage Node Model | Low-power Junction Box | RSN | FALSE | TRUE | http://mmisw.org/ont/mmi/platform/BenthicNode
SP_MFLM | PM_SP_MFLM | USER_1 | MF_3 |  | Station Papa Flanking Mooring | Station Papa Flanking Mooring | Flanking Mooring | SIO | FALSE | TRUE | http://mmisw.org/ont/mmi/platform/mooring

## PlatformSite
Scenario | ID | confluence | owner_id | org_ids | parent_site_id | platform_model_ids | ps/name | ps/local_name | ps/description | ps/reference_designator | ps/alt_resource_type | constraint_ids | coordinate_system
STOP! | Changes to this doc can break the nose tests or interfere with test systems! BEFORE making changes, please read https://confluence.oceanobservatories.org/display/CIDev/Preload+development. AFTER making changes, please TEST, make a copy of this sheet, and commit the new URL to ion_loader.py!
DOC |  |  |  | marine facility ID | parent site ID | [5 empty] | either StationSite or PlatformComponentSite
OOIR2_DEMO | PS_BTST_RSN |  |  | MF_3 | OBS_BTST_RSN | LJ_PM | Low Power JBox - RSN Bench Testing | Low Power JBox | Platform for RSN bench testing |  | StationSite | GEO_10,TEMP1 | SUBMERGED
OOIR2_DEMO | PS_BTST_RSN3 |  |  | MF_3 | OBS_BTST_RSN | WF_PM | Wire Following Profiler Platform Test Site | Wire Following Profiler Platform Test Site | Wire Following Profiler Platform Test description | XX01ABCD-PL001 | PlatformComponentSite | GEO1,TEMP1 | SUBMERGED
OOIR2_DEMO | PS_BTST_CG |  |  | MF_3 | OBS_BTST_CG | FM_PM | Low Power Sub-surface Mooring - CG Bench Testing | Low Power Sub-surface Mooring | Platform for CG bench testing |  | StationSite | GEO_11,TEMP1 | SUBMERGED
OOIR2_DEMO | PS_BTST_CG_A |  |  | MF_3 | PS_BTST_CG | FM_PM | Mooring Riser 1 - Low Power Sub-surface Mooring - CG Bench Testing Assembly | Mooring Riser 1 | Assembly for CG bench testing |  | PlatformComponentSite | GEO_11,TEMP1 | SUBMERGED
GENG | LP6 |  | USER_1 | MF_3 | OBS_RSN2 | PM17 | Glider 001 - Mobile Assets Station | Global Glider 1 Station | Node (platform): GP05MOAS-GL001 | XX01ABCD-PL001 | StationSite | GEO2,TEMP1 | SUBMERGED
GENG | LP8 |  | USER_1 | MF_3 | OBS_RSN2 | PM17 | Glider 002 - Mobile Assets Station | Global Glider 2 Station | Node (platform): GP05MOAS-GL002 | XX01ABCD-PL001 | StationSite | GEO2,TEMP1 | SUBMERGED
GENG | LP9 |  | USER_1 | MF_3 | OBS_RSN2 | PM17 | Glider 003 - Mobile Assets Station | Global Glider 3 Station | Node (platform): GP05MOAS-GL003 | XX01ABCD-PL001 | StationSite | GEO2,TEMP1 | SUBMERGED
IDK | IDK_PS |  | IDK_USER | IDK_ORG | IDK_OBS | IDK_PM | Platform site for IDK | Platform site for IDK |  | XX01ABCD-PL001 | StationSite | GEO_IDK,TEMP_IDK | SUBMERGED1
NOSE | PS_NOSE |  | USER_1 | MF_TEST | OBS_NOSE | PM_NOSE | Beta Demonstration Station One | Station One | Beta Demonstration Platform Site description | XX01ABCD-PL001 | StationSite | GEO1,TEMP1 | SUBMERGED
BETA | LP3 |  | USER_1 | MF_3 | OBS_RSN | PM12 | Beta Demonstration Station One | Station One | Beta Demonstration Platform Site description | XX01ABCD-PL001 | StationSite | GEO1,TEMP1 | SUBMERGED
BETA | LP5 |  | USER_1 | MF_3 | LP3 | PM12 | Wire Following Profiler Platform Test Site | Wire Following Profiler Platform Test Site | Wire Following Profiler Platform Test description | XX01ABCD-PL001 | PlatformComponentSite | GEO1,TEMP1 | SUBMERGED
CTDPFdel | LP5 |  | USER_1 | MF_3 | LP3 | PM12 | Wire Following Profiler Platform Test Site | Wire Following Profiler Platform Test Site | Wire Following Profiler Platform Test description | XX01ABCD-PL001 | PlatformComponentSite | GEO1,TEMP1 | SUBMERGED
BETAdell | LP6 |  | USER_1 | MF_3 | OBS_RSN2 | PM17 | Glider 001 - Mobile Assets Station | Global Glider 1 Station | Node (platform): GP05MOAS-GL001 | XX01ABCD-PL001 | StationSite | GEO2,TEMP1 | SUBMERGED
BETAdell | LP8 |  | USER_1 | MF_3 | OBS_RSN2 | PM17 | Glider 002 - Mobile Assets Station | Global Glider 2 Station | Node (platform): GP05MOAS-GL002 | XX01ABCD-PL001 | StationSite | GEO2,TEMP1 | SUBMERGED
BETAdel | LP9 |  | USER_1 | MF_3 | OBS_RSN2 | PM17 | Glider 003 - Mobile Assets Station | Global Glider 3 Station | Node (platform): GP05MOAS-GL003 | XX01ABCD-PL001 | StationSite | GEO2,TEMP1 | SUBMERGED
R2_DEMO | LP4 |  | USER_1 | MF_3 | OBS_RSN | PM12 | Beta Demonstration Station Two | Station Two | Coastal Endurance Oregon Shelf Surface Mooring Platform 2 | XX01ABCD-PL002 | StationSite | GEO1,TEMP1 | SUBMERGED
R2_DEMO | D1PlatformSite1 | https://confluence.oceanobservatories.org/display/CIDev/Preload+Data+for+Deployments+1-3 | USER_1 | MF_3 | OBS_RSN | PM13 | Demo site for deployment1 | Demo site for deployment1 | Coastal Endurance Oregon Shelf Surface Mooring Platform 3 | XX01ABCD-PL001 | StationSite | GEO5,TEMP1 | SUBMERGED
R2_DEMO | EEPlatformSite | https://confluence.oceanobservatories.org/display/CIDev/Preload+Data+for+Deployments+1-3 | USER_1 | MF_3 | OBS_RSN | PM13 | End to end test site for R2 | End to end test site for R2 | PN1A Medium-Power J-Box | XX01ABCD-PL001 | StationSite | GEO5,TEMP1 | SUBMERGED
RSN_OMS | LP7 |  | USER_1 | MF_3 | OBS_RSN | PM12 | RSN JBox Station One | Station One | RSN JBox Station One | XX01ABCD-PL001 | StationSite | GEO1,TEMP1 | SUBMERGED
SP_MFLM | PS_SP_MFLM_A |  | USER_1 | MF_3 | OBS_PAPA | PM_SP_MFLM | Station Papa Flanking Mooring A | Flanking Mooring A | Station Papa Flanking Mooring A | GP03FLMA-FI001 | PlatformComponentSite | GEO1,TEMP1 | SUBMERGED
SP_MFLM | PS_SP_MFLM_B |  | USER_1 | MF_3 | OBS_PAPA | PM_SP_MFLM | Station Papa Flanking Mooring B | Flanking Mooring B | Station Papa Flanking Mooring B | GP03FLMB-FI001 | PlatformComponentSite | GEO1,TEMP1 | SUBMERGED

## Policy
Scenario | ID | confluence | owner_id | org_ids | policy_type | p/name | p/description | p/enabled | p/required | p/definition | policy_rule | preconditions | service_name | process_name
STOP! | THIS PAGE IS NOT USED BY PRELOAD
DOC |  |  |  |  | ResourceAccessPolicy, CommonServiceAccessPolicy, ServiceAccessPolicy, OperationPreconditionPolicy, or ProcessOperationPreconditionPolicy |  |  |  |  | This was intended for the XACML. Put it there in the future | This is where the XACML goes
XXX | POLICY01 |  | USER_1 | MF_3 | ResourceAccessPolicy | Owner only | Access is allowed by the owner only, nobody else, no exceptions | TRUE | TRUE |  | <Rule RuleId="%s:" Effect="Permit"> <Description> %s </Description> <Target> <Subjects> <Subject> <SubjectMatch MatchId="urn:oasis:names:tc:xacml:1.0:function:string-equal"> <AttributeValue DataType="http://www.w3.org/2001/XMLSchema#string">ION_MANAGER</AttributeValue> <SubjectAttributeDesignator AttributeId="urn:oasis:names:tc:xacml:1.0:subject:subject-role-id" DataType="http://www.w3.org/2001/XMLSchema#string"/> </SubjectMatch> </Subject> </Subjects> </Target> </Rule>
HENRIE | POLICY01 |  |  |  | CommonServiceAccessPolicy | ION_Manager_Permit_Everything | A global policy rule that permits access to everything with the ION Manager role | TRUE | TRUE |  | <Rule RuleId="%s:" Effect="Permit"> <Description> %s </Description> <Target> <Subjects> <Subject> <SubjectMatch MatchId="urn:oasis:names:tc:xacml:1.0:function:string-equal"> <AttributeValue DataType="http://www.w3.org/2001/XMLSchema#string">ION_MANAGER</AttributeValue> <SubjectAttributeDesignator AttributeId="urn:oasis:names:tc:xacml:1.0:subject:subject-role-id" DataType="http://www.w3.org/2001/XMLSchema#string"/> </SubjectMatch> </Subject> </Subjects> </Target> </Rule>
Note on B4: Duplicate ID Warning -Lucas Campbell

## StreamConfiguration
Scenario | COMMENT | ID | cfg/stream_type | cfg/stream_name | cfg/parameter_dictionary_name | comment2
STOP! | Changes to this doc can break the nose tests or interfere with test systems! BEFORE making changes, please read https://confluence.oceanobservatories.org/display/CIDev/Preload+development. AFTER making changes, please TEST, make a copy of this sheet, and commit the new URL to ion_loader.py!
DOC |  | IDs must be unique across ALL scenarios. Scenarios are ignored during preload
NOSE |  | NOSE_STREAMCONFIG | PARSED | parsed_nose | ctd_parsed_param_dict | NOSE_ALARM
NOSE |  | SC_NOSE_EXT | PARSED | parsed | nose_ctd_external
IDK |  | IDK_SC_RAW | RAW | raw | raw
x |  | IDK_SC_PARSED | RAW | parsed | raw
BETA |  | SC1 | RAW | raw | raw
BETA |  | SC2 | PARSED | parsed | ctd_parsed_param_dict
BETA |  | SC4 | PARSED | presf_tide_measurement | presf_tide_measurement
BETA |  | SC9 | ENG | parsed | platform_eng_parsed
BETA |  | SC13 | PARSED | ctdbp_cdef_sample | ctdbp_cdef_sample
BETA |  | SC14 | ENG | ctdbp_cdef_status | ctdbp_cdef_status
BETA |  | SC15 | ENG | ctdbp_cdef_calibration_coefficients | ctdbp_cdef_calibration_coefficients
BETA |  | SC25 | PARSED | vel3d_b_sample | vel3d_b_sample
BETA |  | SC26 | ENG | vel3d_b_engineering | vel3d_b_engineering
BETA |  | SC27 | PARSED | prest_real_time | prest_real_time | PREST1,PREST2,PREST3,PREST4
BETA |  | SC28 | ENG | prest_reference_oscillator | prest_reference_oscillator
BETA |  | SC29 | ENG | prest_configuration_data | prest_configuration_data
BETA |  | SC30 | ENG | prest_device_status | prest_device_status
BETA |  | SC31 | ENG | prest_event_counter | prest_event_counter
BETA |  | SC67 | ENG | prest_l1_pressure | prest_l1_pressure
BETA |  | SC32 | ENG | prest_hardware_data | prest_hardware_data
BETA |  | SC10 | ENG | presf_operating_status | presf_operating_status
BETA |  | SC11 | ENG | presf_calibration_coefficients | presf_calibration_coefficients
BETA |  | SC12 | ENG | presf_tide_converted | presf_tide_converted
BETA |  | SC65 | ENG | presf_wave_burst | presf_wave_burst
BETA |  | SC66 | ENG | presf_wave_statistics | presf_wave_statistics
BETA |  | SC84 | PARSED | parsed | ctd_simulator
DEVS |  | SC3 | PARSED | parsed | parad_parsed
VOID |  | SC5 | PARSED | parsed | trhph_parsed
DEVS |  | SC7 | PARSED | parsed | velpt_parsed
DEVS |  | SC8 | PARSED | parsed | nutnr_parsed
SP_TEST |  | SC16 | PARSED | ctdbp_no_sample | ctdbp_no_sample
SP_TEST |  | SC17 | ENG | ctdbp_no_hardware | ctdbp_no_hardware
SP_TEST |  | SC18 | ENG | ctdbp_no_calibration_coefficients | ctdbp_no_calibration_coefficients
SP_TEST |  | SC19 | ENG | ctdbp_no_status | ctdbp_no_status
SP_TEST |  | SC20 | ENG | ctdbp_no_configuration | ctdbp_no_configuration
SP_TEST |  | SC21 | PARSED | parad_sa_sample | parad_sa_sample
BETA |  | SC22 | PARSED | trhph_sample | trhph_sample
SP_TEST |  | SC23 | PARSED | tmpsf_sample | tmpsf_sample
SP_TEST |  | SC24 | ENG | tmpsf_engineering | tmpsf_engineering
CW_TEST |  | SC33 | PARSED | nutnr_b_sample | nutnr_b_sample
CW_TEST |  | SC34 | ENG | nutnr_b_status | nutnr_b_status
CW_TEST |  | SC35 | ENG | pco2w_control_record | pco2w_control_record
CW_TEST |  | SC36 | PARSED | pco2w_sami_data_record | pco2w_sami_data_record
CW_TEST |  | SC37 | ENG | pco2w_dev1_data_record | pco2w_dev1_data_record
CW_TEST |  | SC38 | ENG | pco2w_regular_status | pco2w_regular_status
CW_TEST |  | SC39 | ENG | pco2w_configuration | pco2w_configuration
CW_TEST |  | SC40 | ENG | velpt_hardware_configuration | velpt_hardware_configuration
CW_TEST |  | SC41 | ENG | velpt_head_configuration | velpt_head_configuration
CW_TEST |  | SC42 | ENG | velpt_user_configuration | velpt_user_configuration
CW_TEST |  | SC43 | ENG | velpt_velocity_data | velpt_velocity_data
CW_TEST |  | SC44 | ENG | velpt_diagostics_header | velpt_diagostics_header
CW_TEST |  | SC45 | ENG | velpt_diagnostics_data | velpt_diagnostics_data
VEL3D_C |  | SC46 | ENG | vel3d_cd_hardware_configuration | vel3d_cd_hardware_configuration
VEL3D_C |  | SC47 | ENG | vel3d_cd_head_configuration | vel3d_cd_head_configuration
VEL3D_C |  | SC48 | ENG | vel3d_cd_user_configuration | vel3d_cd_user_configuration
OPTAA |  | SC49 | PARSED | optaa_sample | optaa_sample
OPTAA |  | SC50 | ENG | optaa_status | optaa_status
CW_TEST |  | SC51 | PARSED | adcp_pd0_earth_parsed | adcp_pd0_earth_parsed
CW_TEST |  | SC52 | PARSED | adcp_pd12_parsed | adcp_pd12_parsed
CW_TEST |  | SC53 | PARSED | adcp_waves_parsed | adcp_waves_parsed
CW_TEST |  | SC54 | ENG | adcp_compass_calibration | adcp_compass_calibration
CW_TEST |  | SC55 | ENG | adcp_system_configuration | adcp_system_configuration
VEL3D_C |  | SC56 | ENG | vel3d_cd_data_header | vel3d_cd_data_header
VEL3D_C |  | SC57 | PARSED | vel3d_cd_velocity_data | vel3d_cd_velocity_data
VEL3D_C |  | SC58 | ENG | vel3d_cd_system_data | vel3d_cd_system_data
VEL3D_C |  | SC59 | ENG | vel3d_cd_clock_data | vel3d_cd_clock_data
VEL3D_C |  | SC60 | ENG | vel3d_cd_battery_voltage | vel3d_cd_battery_voltage
VEL3D_C |  | SC61 | ENG | vel3d_cd_identification_string | vel3d_cd_identification_string
CW_TEST |  | SC62 | ENG | velpt_clock_data | velpt_clock_data
CW_TEST |  | SC63 | ENG | velpt_battery_voltage | velpt_battery_voltage
CW_TEST |  | SC64 | ENG | velpt_identification_string | velpt_identification_string
SP_TEST |  | SC68 | PARSED | botpt_nano_sample | botpt_nano_sample
SP_TEST |  | SC69 | PARSED | botpt_lily_sample | botpt_lily_sample
SP_TEST |  | SC70 | PARSED | botpt_iris_sample | botpt_iris_sample
SP_TEST |  | SC71 | PARSED | botpt_heat_sample | botpt_heat_sample
VOID |  | SC72 | DERIVED | ctdbp_cdef_L0 | ctdbp_cdef_L0
VOID |  | SC73 | DERIVED | ctdbp_cdef_L1 | ctdbp_cdef_L1 | CTDBP2,CTDBP3
VOID |  | SC74 | DERIVED | ctdbp_cdef_L2_pracsal | ctdbp_cdef_L2_pracsal | CTDBP1
VOID |  | SC75 | DERIVED | ctdbp_cdef_L2_density | ctdbp_cdef_L2_density
SP_TEST |  | SC76 | DERIVED | vel3d_b_L0 | vel3d_b_L0
SP_TEST |  | SC77 | DERIVED | vel3d_b_L1 | vel3d_b_L1
SP_TEST |  | SC78 | DERIVED | ctdbp_no_L0 | ctdbp_no_L0
SP_TEST |  | SC79 | DERIVED | ctdbp_no_L1 | ctdbp_no_L1
SP_TEST |  | SC80 | DERIVED | tmpsf_L1 | tmpsf_L1
TMPSF |  | SC81 | PARSED | tmpsf_sample | tmpsf_sample
TMPSF |  | SC82 | ENG | tmpsf_engineering | tmpsf_engineering
LC_TEST |  | SC83 | PARSED | parsed | ctd_LC_TEST
VOID |  | SC85 | RAW | raw | raw
CW_TEST |  | SC86 | ENG | phsen_control_record | phsen_control_record
CW_TEST |  | SC87 | PARSED | phsen_data_record | phsen_data_record
CW_TEST |  | SC88 | ENG | phsen_immediate_status | phsen_immediate_status
CW_TEST |  | SC89 | ENG | phsen_regular_status | phsen_regular_status
CW_TEST |  | SC90 | ENG | phsen_configuration | phsen_configuration
CW_TEST |  | SC91 | PARSED | adcp_pd0_beam_parsed | adcp_pd0_beam_parsed
SP_TEST |  | SC93 | PARSED | dosta_d_sample | dosta_d_sample
SP_TEST |  | SC94 | ENG | dosta_d_engineering | dosta_d_engineering
SP_TEST |  | SC95 | PARSED | metbk_sample | metbk_sample
SP_TEST |  | SC96 | ENG | metbk_status | metbk_status
SP_TEST |  | SC97 | ENG | rasfl_sample_result | rasfl_sample_result
SP_TEST |  | SC98 | ENG | rasfl_status | rasfl_status
SP_TEST |  | SC99 | PARSED | d1000_sample | d1000_sample
SP_TEST |  | SC100 | ENG | ppsdn_sample_result | ppsdn_sample_result
SP_TEST |  | SC101 | ENG | ppsdn_status | ppsdn_status
CW_TEST |  | SC102 | PARSED | spkir_data_record | spkir_data_record
CW_TEST |  | SC103 | ENG | spkir_configuration_record | spkir_configuration_record
CW_TEST |  | SC104 | PARSED | flort_d_data_record | flort_d_data_record
CW_TEST |  | SC105 | ENG | flort_d_metadata_record | flort_d_metadata_record
CTDPF |  | SC106 | PARSED | ctdpf_parsed | ctdpf_parsed
BETA |  | SC107 | PARSED | ggldr_ctdgv_delayed | ggldr_ctdgv_delayed | Global Gliders
BETA |  | SC108 | PARSED | ggldr_dosta_delayed | ggldr_dosta_delayed | Global Gliders
BETA |  | SC109 | ENG | ggldr_eng_delayed | ggldr_eng_delayed | Global Gliders
BETA |  | SC110 | PARSED | ggldr_flord_delayed | ggldr_flord_delayed | Global Gliders
BETA |  | SC111 | PARSED | cgldr_adcpa_pd0_parsed | cgldr_adcpa_pd0_parsed | Coastal Gliders
BETA |  | SC112 | PARSED | cgldr_ctdgv_delayed | cgldr_ctdgv_delayed | Coastal Gliders
BETA |  | SC113 | PARSED | cgldr_dosta_delayed | cgldr_dosta_delayed | Coastal Gliders
BETA |  | SC114 | PARSED | cgldr_flort_delayed | cgldr_flort_delayed | Coastal Gliders
BETA |  | SC115 | ENG | cgldr_engineering_delayed | cgldr_engineering_delayed | Coastal Gliders
BETA |  | SC116 | PARSED | cgldr_parad_delayed | cgldr_parad_delayed | Coastal Gliders
SP_MFLM |  | SC117 | PARSED | dostad_parsed | dostad_parsed | Station Papa Flanking Mooring
SP_MFLM |  | SC118 | PARSED | flortd_parsed | flortd_parsed | Station Papa Flanking Mooring
SP_MFLM |  | SC119 | PARSED | ctdmo_parsed | ctdmo_parsed | Station Papa Flanking Mooring
SP_MFLM |  | SC120 | PARSED | adcps_parsed | adcps_parsed | Station Papa Flanking Mooring
SP_MFLM |  | SC121 | PARSED | phsen_parsed | phsen_parsed | Station Papa Flanking Mooring
Note on A91: There is No reason to re-define a raw Stream config. Just use SC1 -tampe

## Reference
Scenario | confluence | ID | name | path | parser
STOP! | Changes to this doc can break the nose tests or interfere with test systems! BEFORE making changes, please read https://confluence.oceanobservatories.org/display/CIDev/Preload+development. AFTER making changes, please TEST, make a copy of this sheet, and commit the new URL to ion_loader.py!
BETA,OOIR2 |  | REF1 | Global Range Test | res/preload/r2_ioc/attachments/Data_QC_Lookup_Table_Global_Range_Test_2013-2-21.csv | PARSE1
BETA,OOIR2 |  | REF2 | Gradient Test | res/preload/r2_ioc/attachments/Data_QC_Lookup_Table_Gradient_Test.csv | PARSE3
BETA,OOIR2 |  | REF3 | Stuck Value Test | res/preload/r2_ioc/attachments/Data_QC_Lookup_Table_Stuck_Value_Test.csv | PARSE2
BETA,OOIR2 |  | REF4 | Trend Test | res/preload/r2_ioc/attachments/Data_QC_Lookup_Table_Trend_Test.csv | PARSE5
BETA,OOIR2 |  | REF5 | Spike Test | res/preload/r2_ioc/attachments/Data_QC_Lookup_Table_spike_test_updated.csv | PARSE4
BETA,OOIR2 |  | REF6 | Local Range Test | res/preload/r2_ioc/attachments/Data_QC_Lookup_Table_Local_Range_Test.lrt | PARSE6

## Scheduler
Scenario | confluence | ID | owner_id | org_ids | type | event_origin | event_subtype | start_time | interval | end_time | times_of_day | expires
STOP! | Changes to this doc can break the nose tests or interfere with test systems! BEFORE making changes, please read https://confluence.oceanobservatories.org/display/CIDev/Preload+development. AFTER making changes, please TEST, make a copy of this sheet, and commit the new URL to ion_loader.py!
DOC |  |  |  |  | IntervalTimer or TimeOfDayTimer | [5 empty] | this is a list, comma separated, of HH:MM:SS (GMT!!!)
BETA |  | SCHED1 | USER_1 | MF_3 | TimeOfDayTimer | SCHED1 | UNS_batch_timer |  |  |  | 19:12:00 | 1451519999

## SensorDevice (hidden)
Scenario | ID | confluence | owner_id | lcstate | org_ids | sensor_model_id | instrument_device_id | contact_ids | sd/name | sd/description | sd/serial_number | sd/firmware_version | sd/controllable | sd/uuid
STOP! | Changes to this doc can break the nose tests or interfere with test systems! BEFORE making changes, please read https://confluence.oceanobservatories.org/display/CIDev/Preload+development. AFTER making changes, please TEST, make a copy of this sheet, and commit the new URL to ion_loader.py! | [8 empty] | NOTE: I removed Sensor Device from ALL used Scenarios because it was dropped from R2: Tim Ampe
XXX_R2_DEMO | SD1 |  | USER_1 | DEPLOYED_AVAILABLE | MF_3 | SM1 | ID3 | M_MANAGER,O_OWNERREP | C of CTDSimulator1 | Simulator 1 providing CTD data in the Beta Demonstration | 10003 | 0-00 | TRUE | a
XXX_R2_DEMO | SD2 |  | USER_1 | DEPLOYED_AVAILABLE | MF_3 | SM2 | ID3 | M_MANAGER,O_OWNERREP | T of CTDSimulator1 | Simulator 1 providing CTD data in the Beta Demonstration | 10004 | 0-00 | TRUE | b
XXX_R2_DEMO | SD3 |  | USER_1 | DEPLOYED_AVAILABLE | MF_3 | SM3 | ID3 | M_MANAGER,O_OWNERREP | D of CTDSimulator1 | Simulator 1 providing CTD data in the Beta Demonstration | 10004 | 0-00 | TRUE | c
EER2 | SD4 |  | USER_1 | DEPLOYED_AVAILABLE | MF_3 | SM1 | EEInstrumentDevice | B_WELLER,O_OWNERREP | C of EER2 sim | Simulator 1 providing CTD data in the Beta Demonstration | 10003 | 0-00 | TRUE | d
EER2 | SD5 |  | USER_1 | DEPLOYED_AVAILABLE | MF_3 | SM2 | EEInstrumentDevice | B_WELLER,O_OWNERREP | T of EER2 sim | Simulator 1 providing CTD data in the Beta Demonstration | 10004 | 0-00 | TRUE | e
EER2 | SD6 |  | USER_1 | DEPLOYED_AVAILABLE | MF_3 | SM3 | EEInstrumentDevice | B_WELLER,O_OWNERREP | D of EER2 sim | Simulator 1 providing CTD data in the Beta Demonstration | 10004 | 0-00 | TRUE | f
XXX_BETA | SD7 |  | USER_1 | DEPLOYED_AVAILABLE | MF_3 | SM1 | ID12 | M_MANAGER,O_OWNERREP | C of SBE37SMP Instrument | SBE37SMP providing C of CTD data in the Beta Demonstration | 10003 | 0-00 | TRUE | a
XXX_BETA | SD8 |  | USER_1 | DEPLOYED_AVAILABLE | MF_3 | SM2 | ID12 | M_MANAGER,O_OWNERREP | T of SBE37SMP Instrument | SBE37SMP providing T of CTD data in the Beta Demonstration | 10004 | 0-00 | TRUE | b
XXX_BETA | SD9 |  | USER_1 | DEPLOYED_AVAILABLE | MF_3 | SM3 | ID12 | M_MANAGER,O_OWNERREP | D of SBE37SMP Instrument | SBE37SMP providing D of CTD data in the Beta Demonstration | 10004 | 0-00 | TRUE | c
XXX_ALPHA_SYS | SD10 |  | USER_1 | DEPLOYED_AVAILABLE | MF_3 | SM1 | ID13 | M_MANAGER,O_OWNERREP | C of CTDSimulator2 | Simulator 1 providing CTD data in the Beta Demonstration | 10003 | 0-00 | TRUE | a
XXX_ALPHA_SYS | SD11 |  | USER_1 | DEPLOYED_AVAILABLE | MF_3 | SM2 | ID13 | M_MANAGER,O_OWNERREP | T of CTDSimulator2 | Simulator 1 providing CTD data in the Beta Demonstration | 10004 | 0-00 | TRUE | b
XXX_ALPHA_SYS | SD12 |  | USER_1 | DEPLOYED_AVAILABLE | MF_3 | SM3 | ID13 | M_MANAGER,O_OWNERREP | D of CTDSimulator2 | Simulator 1 providing CTD data in the Beta Demonstration | 10004 | 0-00 | TRUE | c
XXX_BETA_SYS | SD13 |  | USER_1 | DEPLOYED_AVAILABLE | MF_3 | SM1 | ID14 | M_MANAGER,O_OWNERREP | C of CTDSimulator1 | Simulator 1 providing CTD data in the Beta Demonstration | 10003 | 0-00 | TRUE | a
XXX_BETA_SYS | SD14 |  | USER_1 | DEPLOYED_AVAILABLE | MF_3 | SM2 | ID14 | M_MANAGER,O_OWNERREP | T of CTDSimulator1 | Simulator 1 providing CTD data in the Beta Demonstration | 10004 | 0-00 | TRUE | b
XXX_BETA_SYS | SD15 |  | USER_1 | DEPLOYED_AVAILABLE | MF_3 | SM3 | ID14 | M_MANAGER,O_OWNERREP | D of CTDSimulator1 | Simulator 1 providing CTD data in the Beta Demonstration | 10004 | 0-00 | TRUE | c

## SensorModel (hidden)
Scenario | ID | owner_id | org_ids | sm/name | sm/description | sm/manufacturer | sm/manufacturer_url | sm/reference_urls | sm/weight | sm/voltage | sm/wattage | sm/height | sm/length | sm/width
STOP! | Changes to this doc can break the nose tests or interfere with test systems! BEFORE making changes, please read https://confluence.oceanobservatories.org/display/CIDev/Preload+development. AFTER making changes, please TEST, make a copy of this sheet, and commit the new URL to ion_loader.py!
BETA | SM1 | USER_1 | MF_3 | SBE37 C | Conductivity measurement from SBE37 | Sea-bird Electronics, Inc. | http://www.seabird.com | http://www.seabird.com/pdf_documents/manuals/37SMP_RS232_016.pdf, http://www.seabird.com/products/spec_sheets/37smpdata.htm
BETA | SM2 | USER_1 | MF_3 | SBE37 T | Temperature measurement from SBE37 | Sea-bird Electronics, Inc. | http://www.seabird.com | http://www.seabird.com/pdf_documents/manuals/37SMP_RS232_016.pdf, http://www.seabird.com/products/spec_sheets/37smpdata.htm
BETA | SM3 | USER_1 | MF_3 | SBE37 D | Density measurement from SBE37 | Sea-bird Electronics, Inc. | http://www.seabird.com | http://www.seabird.com/pdf_documents/manuals/37SMP_RS232_016.pdf, http://www.seabird.com/products/spec_sheets/37smpdata.htm

## StreamDefinition
Scenario | OOIR2 | COMMENT | ID | org_ids | stream_use | sdef/name | sdef/description | obsolete/param_dict_name | parameter_dictionary | available_fields | reference_designator
STOP! | Changes to this doc can break the nose tests or interfere with test systems! BEFORE making changes, please read https://confluence.oceanobservatories.org/display/CIDev/Preload+development. AFTER making changes, please TEST, make a copy of this sheet, and commit the new URL to ion_loader.py!
OOIR2 |  |  | StreamDef12a | MF_3 | Parsed | SeabirdSim_parsed demo |  | ctd_parsed_param_dict | DICT1
OOIR2 |  |  | StreamDef21a | MF_3 | Viz | GoogleDT_out |  | google_dt | DICT4
OOIR2 |  |  | StreamDef138a | MF_3 | Viz | HighCharts_out |  | highcharts | DICT135
OOIR2 |  |  | StreamDef22a | MF_3 | Viz | Matplotlib graphs |  | graph_image_param_dict | DICT3
IDK |  |  | SD_IDK_RAW | IDK_ORG | Raw | IDK raw stream def |  | raw | DICT9
IDK |  |  | SD_IDK_PARSED | IDK_ORG | Parsed | IDK parsed stream def |  | UNKNOWN
NOSE |  |  | SD_NOSE | MF_3 |  | StreamDef for nose tests |  | raw | DICT9
NOSE |  |  | StreamDef106 | MF_3 |  | StreamDef for external CTD |  | nose_ctd_external | DICT117
BETA,NOSE |  |  | StreamDef11 | MF_3 | Raw | SeabirdSim_raw demo |  | raw | DICT9
BETA,NOSE |  |  | StreamDef12 | MF_3 | Parsed | SeabirdSim_parsed demo |  | ctd_parsed_param_dict | DICT1 |  | CE04OSBP-LJ01C-06-CTDBPO108
BETA,NOSE |  |  | StreamDef13 | MF_3 | Derived | DPD1_out_conductivity_L0 demo |  | ctd_parsed_param_dict | DICT1 |  | CE04OSBP-LJ01C-06-CTDBPO108
BETA,NOSE |  |  | StreamDef14 | MF_3 | Derived | DPD1_out_temp_L0 demo |  | ctd_parsed_param_dict | DICT1 |  | CE04OSBP-LJ01C-06-CTDBPO108
BETA,NOSE |  |  | StreamDef15 | MF_3 | Derived | DPD1_out_pressure_L0 demo |  | ctd_parsed_param_dict | DICT1 |  | CE04OSBP-LJ01C-06-CTDBPO108
BETA,NOSE |  |  | StreamDef16 | MF_3 | Derived | DPD2_out_conductivity_L1 demo |  | ctd_parsed_param_dict | DICT1 |  | CE04OSBP-LJ01C-06-CTDBPO108
BETA,NOSE |  |  | StreamDef17 | MF_3 | Derived | DPD3_out_temp_L1 demo |  | ctd_parsed_param_dict | DICT1 |  | CE04OSBP-LJ01C-06-CTDBPO108
BETA,NOSE |  |  | StreamDef18 | MF_3 | Derived | DPD4_out_pressure_L1 demo |  | ctd_parsed_param_dict | DICT1 |  | CE04OSBP-LJ01C-06-CTDBPO108
BETA,NOSE |  |  | StreamDef19 | MF_3 | Derived | DPD5_out_practical_salinity_L2 demo |  | ctd_parsed_param_dict | DICT1 |  | CE04OSBP-LJ01C-06-CTDBPO108
BETA,NOSE |  |  | StreamDef20 | MF_3 | Derived | DPD6_out_density_L2 demo |  | ctd_parsed_param_dict | DICT1 |  | CE04OSBP-LJ01C-06-CTDBPO108
BETA |  |  | StreamDef21 | MF_3 | Viz | GoogleDT_out |  | google_dt | DICT4
BETA |  |  | StreamDef138 | MF_3 | Viz | HighCharts_out |  | highcharts | DICT135
BETA |  |  | StreamDef22 | MF_3 | Viz | Matplotlib graphs |  | graph_image_param_dict | DICT3
BETA |  |  | SD_PLATFORM1 | MF_3 | Parsed | Platform Engineering Data |  | platform_eng_parsed | DICT7
BETA | OOIR2_I |  | StreamDef23 | MF_3 | Raw | Raw Stream for any instrument |  | raw | DICT9
BETA | OOIR2_I | https://confluence.oceanobservatories.org/display/instruments/PRESF+Driver | StreamDef25 | MF_3 | Parsed | PRESF Parsed Tide Measurements | Includes Seafloor Pressure (SFLPRES_L0) from tide measurements | presf_tide_measurement | DICT15
BETA |  |  | StreamDef30 | MF_3 | Raw | Seabird37SMP_raw |  | raw | DICT9
BETA |  |  | StreamDef31 | MF_3 | Parsed | Seabird37SMP_parsed |  | ctd_parsed_param_dict | DICT1 |  | CE04OSBP-LJ01C-06-CTDBPO108
BETA | OOIR2_I |  | StreamDef32 | MF_3 | Eng | PRESF Operating Status |  | presf_operating_status | DICT16
BETA | OOIR2_I |  | StreamDef33 | MF_3 | Eng | PRESF Calibration Coefficients |  | presf_calibration_coefficients | DICT17
BETA |  |  | StreamDef25A | MF_3 | Derived | PRESF L0 Seafloor Pressure from Tide measurements | SFLPRES_L0 | presf_tide_measurement | DICT15 | PD7,PD94
BETA |  |  | StreamDef34 | MF_3 | Derived | PRESF L1 Seafloor Pressure from Tide Measurements | SFLPRES_L1 | presf_tide_measurement | DICT15 | PD7,PD891
BETA | OOIR2_I | CTDBP-CDEF | StreamDef35 | MF_3 | Parsed | CTDBP-C,D,E,F Sample |  | ctdbp_cdef_sample | DICT19
BETA | OOIR2_I | CTDBP-CDEF | StreamDef36 | MF_3 | Eng | CTDBP-C,D,E,F Operating Status |  | ctdbp_cdef_status | DICT20
BETA | OOIR2_I | CTDBP-CDEF | StreamDef37 | MF_3 | Eng | CTDBP-C,D,E,F Calibration Coefficients |  | ctdbp_cdef_calibration_coefficients | DICT21
BETA | OOIR2_I |  | StreamDef47 | MF_3 | Parsed | VEL3D-B Sample | includes VELPTTU from Mavs4 | vel3d_b_sample | DICT67
BETA | OOIR2_I |  | StreamDef48 | MF_3 | Eng | VEL3D-B Engineering |  | vel3d_b_engineering | DICT68
BETA | OOIR2_I |  | StreamDef49 | MF_3 | Parsed | PREST Parsed Realtime Data | Includes Seafloor Pressure (SFLPRES_L0) | prest_real_time | DICT31
BETA |  |  | StreamDef49A | MF_3 | Derived | PREST L0 Seafloor Pressure | Seafloor Pressure (SFLPRES_L0) from PREST | prest_real_time | DICT31 | PD7,PD94
BETA | OOIR2_I |  | StreamDef50 | MF_3 | Eng | PREST Reference Oscillator |  | prest_reference_oscillator | DICT32
BETA | OOIR2_I |  | StreamDef51 | MF_3 | Eng | PREST Configuration Data |  | prest_configuration_data | DICT33
BETA | OOIR2_I |  | StreamDef52 | MF_3 | Eng | PREST Device Status |  | prest_device_status | DICT34
BETA | OOIR2_I |  | StreamDef53 | MF_3 | Eng | PREST Event Counter |  | prest_event_counter | DICT35
BETA | OOIR2_I |  | StreamDef54 | MF_3 | Eng | PREST Hardware Data |  | prest_hardware_data | DICT36
BETA | OOIR2_I |  | StreamDef87 | MF_3 | Eng | PRESF Wave Bursts |  | presf_wave_burst | DICT84
BETA | OOIR2_I |  | StreamDef88 | MF_3 | Eng | PRESF Wave Statistics |  | presf_wave_statistics | DICT85
BETA |  |  | StreamDef89 | MF_3 | Derived | PREST L1 Seafloor Pressure | Seafloor Pressure (SFLPRES_L1) from PREST | prest_real_time | DICT31 | PD7,PD891
BETA |  |  | StreamDef94 | MF_3 | Derived | CTDBP-C,D,E,F L0 |  | ctdbp_cdef_sample | DICT19 | PD7,PD193,PD194,PD195,PD196
BETA |  |  | StreamDef95 | MF_3 | Derived | CTDBP-C,D,E,F L1 |  | ctdbp_cdef_sample | DICT19 | PD7,PD908,PD909,PD910
BETA |  |  | StreamDef96 | MF_3 | Derived | CTDBP-C,D,E,F L2 pracsal |  | ctdbp_cdef_sample | DICT19 | PD7,PD911
BETA |  |  | StreamDef97 | MF_3 | Derived | CTDBP-C,D,E,F L2 density |  | ctdbp_cdef_sample | DICT19 | PD7,PD912
BETA |  |  | StreamDef98 | MF_3 | Derived | VEL3D-B L0 | VELPTTU_L0 | vel3d_b_sample | DICT67 | PD7, PD539, PD540, PD541
BETA |  |  | StreamDef99 | MF_3 | Derived | VEL3D-B L1 | VELPTTU_L1 | vel3d_b_sample | DICT67 | PD7, PD878, PD879, PD880
BETA |  |  | StreamDef107 | MF_3 | Parsed | CTD Simulator LC_TEST |  | ctd_simulator | DICT110 |  | CE04OSBP-LJ01C-06-CTDBPO108
BETA |  |  | StreamDef108 | MF_3 | Derived | TEMPWAT Stream Def |  | ctd_simulator | DICT110 | PD7,PD6,tempwat_glblrng_qc,tempwat_spketst_qc | CE04OSBP-LJ01C-06-CTDBPO108
BETA |  |  | StreamDef109 | MF_3 | Derived | PRESWAT Stream Def |  | ctd_simulator | DICT110 | PD7,PD2,preswat_glblrng_qc,preswat_spketst_qc | CE04OSBP-LJ01C-06-CTDBPO108
BETA |  |  | StreamDef110 | MF_3 | Derived | CONDWAT Stream Def |  | ctd_simulator | DICT110 | PD7,PD1,condwat_glblrng_qc,condwat_spketst_qc | CE04OSBP-LJ01C-06-CTDBPO108
BETA |  |  | StreamDef111 | MF_3 | Derived | PRACSAL Stream Def |  | ctd_simulator | DICT110 | PD7,PD923,pracsal_glblrng_qc,pracsal_spketst_qc | CE04OSBP-LJ01C-06-CTDBPO108
BETA |  |  | StreamDef112 | MF_3 | Derived | DENSITY Stream Def |  | ctd_simulator | DICT110 | PD7,PD924,density_glblrng_qc,density_spketst_qc | CE04OSBP-LJ01C-06-CTDBPO108
BETA | OOIR2_DEMO |  | StreamDef121 | MF_3 | Parsed | CTD Simulator Parsed |  | ctd_simulator | DICT110 |  | CE04OSBP-LJ01C-06-CTDBPO108
BETA | OOIR2_DEMO |  | StreamDef122 | MF_3 | Derived | TEMPWAT Stream Def |  | ctd_simulator | DICT110 | PD7,PD6 | CE04OSBP-LJ01C-06-CTDBPO108
BETA | OOIR2_DEMO |  | StreamDef123 | MF_3 | Derived | PRESWAT Stream Def |  | ctd_simulator | DICT110 | PD7,PD2 | CE04OSBP-LJ01C-06-CTDBPO108
BETA | OOIR2_DEMO |  | StreamDef124 | MF_3 | Derived | CONDWAT Stream Def |  | ctd_simulator | DICT110 | PD7,PD1 | CE04OSBP-LJ01C-06-CTDBPO108
BETA | OOIR2_DEMO |  | StreamDef125 | MF_3 | Derived | PRACSAL Stream Def |  | ctd_simulator | DICT110 | PD7,PD923 | CE04OSBP-LJ01C-06-CTDBPO108
BETA | OOIR2_DEMO |  | StreamDef126 | MF_3 | Derived | DENSITY Stream Def |  | ctd_simulator | DICT110 | PD7,PD924 | CE04OSBP-LJ01C-06-CTDBPO108
DEVS |  | https://confluence.oceanobservatories.org/display/instruments/PARAD+Driver | StreamDef24 | MF_3 | Parsed | Parsed Photosynthetically Active Radiation |  | parad_parsed
VOID |  |  | StreamDef26 | MF_3 | Parsed | Parsed TRHPH |  | trhph_parsed
DEVS |  |  | StreamDef28 | MF_3 | Parsed | Parsed VELPT |  | velpt_parsed
DEVS |  |  | StreamDef29 | MF_3 | Parsed | Parsed NUTNR |  | nutnr_parsed
SP_TEST |  | CTDBP-NO | StreamDef38 | MF_3 | Parsed | CTDBP-N,O Sample |  | ctdbp_no_sample | DICT23
SP_TEST |  | CTDBP-NO | StreamDef39 | MF_3 | Eng | CTDBP-N,O Hardware |  | ctdbp_no_hardware | DICT24
SP_TEST |  | CTDBP-NO | StreamDef40 | MF_3 | Eng | CTDBP-N,O Calibration Coefficients |  | ctdbp_no_calibration_coefficients | DICT25
SP_TEST |  | CTDBP-NO | StreamDef41 | MF_3 | Eng | CTDBP-N,O Status |  | ctdbp_no_status | DICT23
SP_TEST |  | CTDBP-NO | StreamDef42 | MF_3 | Eng | CTDBP-N,O Configuration |  | ctdbp_no_configuration | DICT27
SP_TEST |  |  | StreamDef43 | MF_3 | Parsed | PARAD-SA Sample |  | parad_sa_sample | DICT28
BETA |  |  | StreamDef44 | MF_3 | Parsed | TRHPH Sample |  | trhph_sample | DICT47
SP_TEST |  |  | StreamDef45 | MF_3 | Parsed | TMPSF Sample |  | tmpsf_sample | DICT64
SP_TEST |  |  | StreamDef46 | MF_3 |  | TMPSF Engineering |  | tmpsf_engineering | DICT65
CW_TEST |  |  | StreamDef55 | MF_3 | Parsed | NUTNR Sample Data |  | nutnr_b_sample | DICT38
CW_TEST |  |  | StreamDef56 | MF_3 |  | NUTNR Status Data |  | nutnr_b_status | DICT39
CW_TEST |  |  | StreamDef57 | MF_3 |  | PCO2W Control Record |  | pco2w_control_record | DICT41
CW_TEST |  |  | StreamDef58 | MF_3 |  | PCO2W SAMI Data Record |  | pco2w_sami_data_record | DICT42
CW_TEST |  |  | StreamDef59 | MF_3 |  | PCO2W Device 1 Data Record |  | pco2w_dev1_data_record | DICT43
CW_TEST |  |  | StreamDef60 | MF_3 |  | PCO2W Regular Status |  | pco2w_regular_status | DICT44
CW_TEST |  |  | StreamDef61 | MF_3 |  | PCO2W Configuration String |  | pco2w_configuration | DICT45
CW_TEST |  |  | StreamDef62 | MF_3 | Eng | VELPT Hardware Configuration |  | velpt_hardware_configuration | DICT49
CW_TEST |  |  | StreamDef63 | MF_3 | Eng | VELPT Head Configuration |  | velpt_head_configuration | DICT50
CW_TEST |  |  | StreamDef64 | MF_3 | Eng | VELPT User Configuration |  | velpt_user_configuration | DICT51
CW_TEST |  |  | StreamDef65 | MF_3 | Eng | VELPT Velocity Data |  | velpt_velocity_data | DICT52
CW_TEST |  |  | StreamDef66 | MF_3 | Eng | VELPT Diagnostics Header |  | velpt_diagostics_header | DICT53
CW_TEST |  |  | StreamDef67 | MF_3 | Eng | VELPT Diagnostics Data |  | velpt_diagnostics_data | DICT54
VEL3D_C |  |  | StreamDef68 | MF_3 | Eng | VEL3D-C,D Hardware Configuration |  | vel3d_cd_hardware_configuration | DICT56
VEL3D_C |  |  | StreamDef69 | MF_3 | Eng | VEL3D-C,D Head Configuration |  | vel3d_cd_head_configuration | DICT57
VEL3D_C |  |  | StreamDef70 | MF_3 | Eng | VEL3D-C,D User Configuration |  | vel3d_cd_user_configuration | DICT58
OPTAA |  |  | StreamDef71 | MF_3 | Parsed | OPTAA Sample Data |  | optaa_sample | DICT61
OPTAA |  |  | StreamDef72 | MF_3 | Eng | OPTAA Startup Status Message |  | optaa_status | DICT62
CW_TEST |  |  | StreamDef73 | MF_3 |  | ADCP PD0 Earth Coordinate Data | Inlcudes VELPROF and ECHOINT | adcp_pd0_earth_parsed | DICT70
CW_TEST |  |  | StreamDef74 | MF_3 |  | ADCP PD12 Data |  | adcp_pd12_parsed | DICT71
CW_TEST |  |  | StreamDef75 | MF_3 |  | ADCP Waves Packet Data |  | adcp_waves_parsed | DICT72
CW_TEST |  |  | StreamDef76 | MF_3 |  | ADCP Active Compass Calibration |  | adcp_compass_calibration | DICT73
CW_TEST |  |  | StreamDef77 | MF_3 |  | ADCP System Configuration |  | adcp_system_configuration | DICT74
VEL3D_C |  |  | StreamDef78 | MF_3 |  | VEL3D-C,D Data Header |  | vel3d_cd_data_header | DICT75
VEL3D_C |  |  | StreamDef79 | MF_3 |  | VEL3D-C,D Velocity Data |  | vel3d_cd_velocity_data | DICT76
VEL3D_C |  |  | StreamDef80 | MF_3 |  | VEL3D-C,D System Data |  | vel3d_cd_system_data | DICT77
VEL3D_C |  |  | StreamDef81 | MF_3 |  | VEL3D-C,D Clock Data |  | vel3d_cd_clock_data | DICT78
VEL3D_C |  |  | StreamDef82 | MF_3 |  | VEL3D-C,D Battery Voltage |  | vel3d_cd_battery_voltage | DICT79
VEL3D_C |  |  | StreamDef83 | MF_3 |  | VEL3D-C,D Identification String |  | vel3d_cd_identification_string | DICT80
CW_TEST |  |  | StreamDef84 | MF_3 |  | VELPT Clock Data |  | velpt_clock_data | DICT81
CW_TEST |  |  | StreamDef85 | MF_3 |  | VELPT Battery Voltage |  | velpt_battery_voltage | DICT82
CW_TEST |  |  | StreamDef86 | MF_3 |  | VELPT Identification String |  | velpt_identification_string | DICT83
SP_TEST |  |  | StreamDef90 | MF_3 |  | BOTPT NANO Sample | includes BOTPRES_L1 | botpt_nano_sample | DICT87
SP_TEST |  |  | StreamDef91 | MF_3 |  | BOTPT LILY Sample | includes three components of BOTTILT_L0 | botpt_lily_sample | DICT88 | PD7,PD10,PD11,PD12,PD16,PD837,PD93,PD839,PD840,PD841,PD849,PD842,PD312,PD863
SP_TEST |  |  | StreamDef92 | MF_3 |  | BOTPT IRIS Sample |  | botpt_iris_sample | DICT89
SP_TEST |  |  | StreamDef93 | MF_3 |  | BOTPT HEAT Sample |  | botpt_heat_sample | DICT90
SP_TEST |  |  | StreamDef100 | MF_3 |  | CTDBP-N,O L0 |  | ctdbp_no_sample | DICT23
SP_TEST |  |  | StreamDef101 | MF_3 |  | CTDBP-N,O L1 |  | ctdbp_no_sample | DICT23
SP_TEST |  |  | StreamDef102 | MF_3 |  | TMPSF_L1 | TMPSFL_L1 | tmpsf_L1 | DICT103
TMPSF |  |  | StreamDef103 | MF_3 | Parsed | TMPSF_SAMPLE |  | tmpsf_sample | DICT64
TMPSF |  |  | StreamDef104 | MF_3 | Eng | TMPSF_ENG |  | tmpsf_engineering | DICT65
LC_TEST |  |  | StreamDef105 | MF_3 |  | Extended CTD LC_TEST |  | ctd_LC_TEST | DICT98 |  | CE04OSBP-LJ01C-06-CTDBPO108
CW_TEST |  |  | StreamDef113 | MF_3 |  | PHSEN Control Record |  | phsen_control_record | DICT111
CW_TEST |  |  | StreamDef114 | MF_3 |  | PHSEN Data Record |  | phsen_data_record | DICT112 | PD7,PD10,PD11,PD12,PD16,PD353,PD354,PD355,PD356,PD932,PD933,PD934,PD358,PD935,PD333,PD863
VOID |  |  | StreamDef115 | MF_3 |  | PHSEN Immediate Status |  | phsen_immediate_status | DICT113
CW_TEST |  |  | StreamDef116 | MF_3 |  | PHSEN Regular Status |  | phsen_regular_status | DICT114
CW_TEST |  |  | StreamDef117 | MF_3 |  | PHSEN Configuration String |  | phsen_configuration | DICT115
CW_TEST |  |  | StreamDef118 | MF_3 |  | ADCP PD0 Beam Coordinate Data | includes VELPROF and ECHOINT | adcp_pd0_beam_parsed | DICT118 | PD7,PD8,PD9,PD10,PD11,PD12,PD16,PD698,PD654,PD655,PD656,PD657,PD650,PD651,PD652,PD653,PD709,PD658,PD659,PD728,PD724,PD725,PD726,PD727,PD720,PD721,PD722,PD723,PD621,PD620,PD623,PD622,PD625,PD624,PD627,PD626,PD629,PD628,PD710,PD719,PD718,PD632,PD633,PD630,PD631,PD636,PD637,PD634,PD635,PD638,PD639,PD743,PD701,PD609,PD608,PD607,PD606,PD605,PD687,PD686,PD685,PD684,PD683,PD682,PD681,PD680,PD689,PD688,PD12,PD11,PD10,PD16,PD618,PD619,PD711,PD610,PD611,PD612,PD613,PD614,PD615,PD616,PD617,PD690,PD691,PD692,PD693,PD694,PD695,PD696,PD697,PD7,PD699,PD876,PD648,PD871,PD669,PD668,PD713,PD664,PD667,PD666,PD661,PD660,PD663,PD662,PD708,PD785,PD706,PD707,PD704,PD705,PD702,PD703,PD678,PD679,PD676,PD677,PD674,PD675,PD672,PD673,PD670,PD671,PD869,PD863,PD874,PD875,PD649,PD877,PD870,PD700,PD872,PD873,PD643,PD642,PD641,PD640,PD647,PD646,PD645,PD644,PD863
JN |  |  | StreamDef119 | MF_3 |  | CTD L1 |  | ctd_derived | DICT119
JN |  |  | StreamDef120 | MF_3 |  | CTD L2 |  | ctd_derived | DICT119 | PD863,PD7,PD10,PD11,PD12,PD16,PD8,PD9,PD2,PD1,PD6,PD17,PD985,PD986,PD987,PD988,PD989
SP_TEST |  |  | StreamDef121 | MF_3 |  | DOSTA Sample |  | dosta_d_sample | DICT116
SP_TEST |  |  | StreamDef122 | MF_3 |  | DOSTA Engineering |  | dosta_d_engineering | DICT123
SP_TEST |  |  | StreamDef123 | MF_3 |  | METBK Sample |  | metbk_sample | DICT124
SP_TEST |  |  | StreamDef124 | MF_3 |  | METBK Status |  | metbk_status | DICT125
SP_TEST |  |  | StreamDef127 | MF_3 |  | RASFL Sample Result |  | rasfl_sample_result | DICT126
SP_TEST |  |  | StreamDef128 | MF_3 |  | RASFL Status |  | rasfl_status | DICT127
SP_TEST |  |  | StreamDef129 | MF_3 |  | D1000 Temperature Sample |  | d1000_sample | DICT128
SP_TEST |  |  | StreamDef130 | MF_3 |  | PPSDN Sample Result |  | ppsdn_sample_result | DICT129
SP_TEST |  |  | StreamDef131 | MF_3 |  | PPSDN Status |  | ppsdn_status | DICT130
CW_TEST |  |  | StreamDef132 | MF_3 |  | SPKIR Data Records |  | spkir_data_record | DICT131
CW_TEST |  |  | StreamDef133 | MF_3 |  | SPKIR Configuration Records |  | spkir_configuration_record | DICT132
CW_TEST |  |  | StreamDef134 | MF_3 |  | FLORT-D Data Records |  | flort_d_data_record | DICT133 | PD7,PD10,PD11,PD12,PD16,PD1136,PD1137,PD1138,PD1139,PD1140,PD1141,PD1142,PD1143,PD1144,PD863
CW_TEST |  |  | StreamDef135 | MF_3 |  | FLORT-D Metadata Records |  | flort_d_metadata_record | DICT134
SP_TEST |  |  | StreamDef136 | MF_3 |  | METBK L0 |  | metbk_sample | DICT124 | PD7,PD1051,PD1059,PD1060
SP_TEST |  |  | StreamDef137 | MF_3 |  | METBK L1 |  | metbk_sample | DICT124 | PD7,PD1052,PD1053,PD1054,PD1055,PD1056,PD1057,PD1058,PD1072,PD1073,PD1074
CTDPF |  |  | StreamDef140 | MF_3 |  | CTDPF Parsed | Parsed Sample | ctdpf_parsed | DICT136
EXAMPLE1 |  |  | StreamDef141 | MF_3 |  | Example CTD Parsed |  | sbe16_parsed | DICT137
EXAMPLE2 |  |  | StreamDef142 | MF_3 |  | Example Vel3d Parsed | Parsed Sample | vel3d_parsed_sample | DICT138
CTDPF |  |  | StreamDef143 | MF_3 |  | CTDPF L1 | CTDPF L1 | ctdpf_parsed | DICT136 | PD7,PD1552,PD440,PD2,PD1551
VEL3D_C |  |  | StreamDef144 | MF_3 | Derived | VEL3D-CD L0 | VELPTTU_L0 | vel3d_cd_velocity_data | DICT76 | PD7, PD551, PD552, PD553
VEL3D_C |  |  | StreamDef145 | MF_3 | Derived | VEL3D-CD L1 | VELPTTU_L1 | vel3d_cd_velocity_data | DICT76 | PD7, PD1085, PD1086, PD1087
BETA |  |  | StreamDef146 | MF_3 | Parsed | Global Glider CTDGV-M Delayed Records | Parsed Glider CTDGV | ggldr_ctdgv_delayed | DICT140 |  | gp_moas_gl_ctdgv_delayed
BETA |  |  | StreamDef147 | MF_3 | Parsed | Global Glider DOSTA-M Delayed Records | Parsed Glider DOSTA | ggldr_dosta_delayed | DICT141 |  | gp_moas_gl_dosta_delayed
BETA |  |  | StreamDef148 | MF_3 | Eng | Global Glider Engineering Delayed Records | Parsed Glider Engineering | ggldr_eng_delayed | DICT142 |  | gp_moas_gl_engineering_delayed
BETA |  |  | StreamDef149 | MF_3 | Parsed | Global Glider FLORD-M Delayed Records | Parsed Glider FLORD | ggldr_flord_delayed | DICT143 |  | gp_moas_gl_flord_delayed
BETA |  |  | StreamDef150 | MF_3 | Parsed | Coastal Glider ADCPA-M PD0 Data |  | cgldr_adcpa_pd0_parsed | DICT144
BETA |  |  | StreamDef151 | MF_3 | Parsed | Coastal Glider CTDGV-M Delayed Records |  | cgldr_ctdgv_delayed | DICT140
BETA |  |  | StreamDef152 | MF_3 | Parsed | Coastal Glider DOSTA-M Delayed Records |  | cgldr_dosta_delayed | DICT141
BETA |  |  | StreamDef153 | MF_3 | Parsed | Coastal Glider Engineering Delayed Records |  | cgldr_flort_delayed | DICT145
BETA |  |  | StreamDef154 | MF_3 | Eng | Coastal Glider FLORD-M Delayed Records |  | cgldr_engineering_delayed | DICT146
BETA |  |  | StreamDef155 | MF_3 | Parsed | Coastal Glider PARAD-M Delayed Records |  | cgldr_parad_delayed | DICT147
OPTAA |  |  | StreamDef156 | MF_3 |  | OPTAA L0 | OPTTEMP_L0,OPTCREF_L0,OPTAREF_L0,OPTCSIG_L0,OPTASIG_L0 | optaa_sample | DICT61 | PD7,PD590,PD595,PD596,PD597,PD598
BETA-X |  |  | StreamDef157 | MF_3 |  | OPTAA L2 | OPTATTN_L2, OPTABSN_L2 | optaa_sample | DICT61 | PD7,PD962,PD963
BETA |  |  | StreamDef158 | MF_3 | Derived | Global Glider CTDGV-M L1 | Parsed Glider CTDGV L1 | ggldr_ctdgv_delayed | DICT140 | PD7, PD1526, PD1527, PD1528 | gp_moas_gl_ctdgv_delayed
BETA |  |  | StreamDef159 | MF_3 | Derived | Global Glider DOSTA-M L1 | Parsed Glider DOSTA L1 | ggldr_dosta_delayed | DICT141 | PD7, PD1516 | gp_moas_gl_dosta_delayed
BETA |  |  | StreamDef160 | MF_3 | Derived | Global Glider FLORD-M L1 | Parsed Glider FLORD L1 | ggldr_flord_delayed | DICT143 | PD7, PD1537, PD1538 | gp_moas_gl_flord_delayed
SP_MFLM |  |  | StreamDef161 | MF_3 | Parsed | Station Papa Flanking Mooring DOSTA Records | Parsed Station Papa DOSTA | dostad_parsed | DICT148 |  | gp_flmb_ri_dosta_d_parsed
SP_MFLM |  |  | StreamDef162 | MF_3 | Parsed | Station Papa Flanking Mooring FLORT Records | Parsed Station Papa FLORT | flortd_parsed | DICT149 |  | gp_flmb_ri_flort_d_parsed
SP_MFLM |  |  | StreamDef163 | MF_3 | Parsed | Station Papa Flanking Mooring CTDMO Records | Parsed Station Papa CTDMO | ctdmo_parsed | DICT150 |  | gp_flmb_ri_ctdmo_parsed
SP_MFLM |  |  | StreamDef164 | MF_3 | Parsed | Station Papa Flanking Mooring ADCPS Records | Parsed Station Papa ADCPS | adcps_parsed | DICT151 |  | gp_flmb_ri_adcps_l_parsed
SP_MFLM |  |  | StreamDef165 | MF_3 | Parsed | Station Papa Flanking Mooring PHSEN Records | Parsed Station Papa PHSEN | phsen_parsed | DICT152 |  | gp_flmb_ri_phsen_e_parsed
SP_MFLM |  |  | StreamDef166 | MF_3 | Derived | Station Papa Flanking Mooring DOSTA Records - L0 | Parsed Station Papa DOSTA L0 | dostad_parsed | DICT148 | PD7,PD943 | gp_flmb_ri_dosta_d_parsed
SP_MFLM |  |  | StreamDef167 | MF_3 | Derived | Station Papa Flanking Mooring FLORT Records - L0 | Parsed Station Papa FLORT L0 | flortd_parsed | DICT149 | PD7,PD1139,PD1141,PD1143 | gp_flmb_ri_flort_d_parsed
SP_MFLM |  |  | StreamDef168 | MF_3 | Derived | Station Papa Flanking Mooring CTDMO Records - L1 | Parsed Station Papa CTDMO L1 | ctdmo_parsed | DICT150 | PD7,PD6,PD1,PD2 | gp_flmb_ri_ctdmo_parsed
SP_MFLM |  |  | StreamDef169 | MF_3 | Derived | Station Papa Flanking Mooring ADCPS Records - L0 | Parsed Station Papa ADCPS L0 | adcps_parsed | DICT151 | PD7,PD714,PD715,PD716,PD717 | gp_flmb_ri_adcps_l_parsed
SP_MFLM |  |  | StreamDef170 | MF_3 | Derived | Station Papa Flanking Mooring PHSEN Records - L0 | Parsed Station Papa PHSEN L0 | phsen_parsed | DICT152 | PD7,PD935 | gp_flmb_ri_phsen_e_parsed
Note on A161: NOTE: We can't support this L2 Data product yet because this one relies on parameters from a different instrument that we don't support in R2. -tampe
Note on D129: NOTE: These are duplicate StreamDef ID's (StreamDef121-124) and should be changed. -tampe
Note on I1: This column is obsolete -Lucas Campbell
Note on I8: This Parameter Dictionary doesn't exist (VOID) and this scenario won't load now. -Lucas Campbell
Note on I69: This Parameter Dictionary doesn't exist (VOID) and this scenario won't load now. -Lucas Campbell
Note on I68: This Parameter Dictionary doesn't exist (VOID) and this scenario won't load now. -Lucas Campbell
Note on I67: This Parameter Dictionary doesn't exist (VOID) and this scenario won't load now. -Lucas Campbell this one should be voided as trhph is also voided. trhph_parsed refers to parameters that are also voided. -spearce
Note on I66: This Parameter Dictionary doesn't exist (VOID) and this scenario won't load now. -Lucas Campbell

## Subsite
Scenario | ID | owner_id | org_ids | parent_site_id | site/name | site/local_name | site/description | site/reference_designator | constraint_ids | coordinate_system
STOP! | Changes to this doc can break the nose tests or interfere with test systems! BEFORE making changes, please read https://confluence.oceanobservatories.org/display/CIDev/Preload+development. AFTER making changes, please TEST, make a copy of this sheet, and commit the new URL to ion_loader.py!
DOC |  |  |  |  | site name |  | site description
IDK | IDK_SUBSITE | IDK_USER | IDK_ORG | IDK_OBS | IDK subsite | IDK subsite |  | XX01ABCD | GEO_IDK,TEMP_IDK | SUBMERGED1

## TransformFunction
Scenario | ID | owner_id | tfm/name | tfm/module | tfm/cls | tfm/uri | tfm/function_type | tfm/description
STOP! | Changes to this doc can break the nose tests or interfere with test systems! BEFORE making changes, please read https://confluence.oceanobservatories.org/display/CIDev/Preload+development. AFTER making changes, please TEST, make a copy of this sheet, and commit the new URL to ion_loader.py!
DOC |  | Owners | Name | Python Module for Transform | Class for Transform | resource identifier | 0=PYTHON, 1=SYSTEM | Description
TEST_LUKE | TFM1 |  | test_transform | ion.processes.data.transform | TransformDataProcess | ION | PYTHON | blah

## User
Scenario | ID | subject | name | description | contact_id
STOP! | Changes to this doc can break the nose tests or interfere with test systems! BEFORE making changes, please read https://confluence.oceanobservatories.org/display/CIDev/Preload+development. AFTER making changes, please TEST, make a copy of this sheet, and commit the new URL to ion_loader.py!
OOIR2 | T_AMPE | /DC=org/DC=cilogon/C=US/O=Google/CN=Tim Ampe A448 | Tim Ampe | CI System Development Manager | T_AMPE
OOIR2x | J_DELANEY | TBD_subject | John Delaney | RSN Principal Investigator | J_DELANEY
OOIR2x | B_WELLER | TBD_subject | Bob Weller | RSN Principal Investigator | B_WELLER
OOIR2x | B_COLLIER | TBD_subject | Bob Collier | RSN Principal Investigator | B_COLLIER
OOIR2 | K_FELDMAN | /DC=org/DC=cilogon/C=US/O=University of Washington/CN=KENNETH S. FELDMAN A6895 | Ken Feldman | RSN Facility Manager | K_FELDMAN
OOIR2 | G_CHAVEZ | /DC=org/DC=cilogon/C=US/O=University of California-San Diego/CN=Gabriela Chavez A6985 | Gabriela Chavez | CG Facility Manager | G_CHAVEZ
OOIR2 | E_DEVER | TBD_subject | Ed Dever | EA Facility Manager | E_DEVER
OOIR2 | J_COSGROVE | /DC=org/DC=cilogon/C=US/O=Google/CN=John Cosgrove A6975 | John Cosgrove | CGSN Facility Operator | J_COSGROVE
OOIR2 | A_PLUEDDEMANN | /DC=org/DC=cilogon/C=US/O=Google/CN=Al Plueddemann A6810 | Al Plueddemann |  | A_PLUEDDEMANN
OOIR2 | B_BERGEN | /DC=org/DC=cilogon/C=US/O=Google/CN=Bill Bergen A1766 | Bill Bergen |  | B_BERGEN
OOIR2 | C_RISEN | /DC=org/DC=cilogon/C=US/O=Google/CN=Craig Risien A586 | Craig Risen |  | C_RISEN
OOIR2 | D_MANALANG | /DC=org/DC=cilogon/C=US/O=University of Washington/CN=DANA A. MANALANG A682 | Dana Manalang |  | D_MANALANG
OOIR2 | G_PROSKUROWSKI | /DC=org/DC=cilogon/C=US/O=University of Washington/CN=GIORA K PROSKUROWSKI A1751 | Giora Proskurowski |  | G_PROSKUROWSKI
OOIR2 | J_LUND | /DC=org/DC=cilogon/C=US/O=Google/CN=John Lund A6805 | John Lund |  | J_LUND
OOIR2 | K_STIFFEL | /DC=org/DC=cilogon/C=US/O=Google/CN=Kurt Stiffel A6809 | Kurt Stiffel |  | K_STIFFEL
OOIR2 | L_MORGAN | /DC=org/DC=cilogon/C=US/O=Google/CN=Lynn Morgan A1728 | Lyn Morgan |  | L_MORGAN
OOIR2 | M_VARDARO | /DC=org/DC=cilogon/C=US/O=Google/CN=Michael Vardaro A1745 | Mike Vardaro |  | M_VARDARO
OOIR2 | O_KAWKA | /DC=org/DC=cilogon/C=US/O=University of Washington/CN=OREST E. KAWKA A6894 | Orest Kawka |  | O_KAWKA
OOIR2 | M_LOCKER | /DC=org/DC=cilogon/C=US/O=Google/CN=Martin Locker A6799 | Martin Locker |  | M_LOCKER
OOIR2 | C_LICHTENWALNER | /DC=org/DC=cilogon/C=US/O=Rutgers, The State University of New Jersey/CN=Charles Lichtenwalner A847 | Sage Lichtenwalner |  | C_LICHTENWALNER
OOIR2 | M_HARRINGTON | /DC=org/DC=cilogon/C=US/O=University of Washington/CN=MICHAEL JOHN HARRINGTON A7071 | Mike Harrington | RSN Facility Manager | M_HARRINGTON
OOIR2 | A_BRUST | /DC=org/DC=cilogon/C=US/O=Google/CN=Adam Brust A518 | Adam Brust |  | A_BRUST
OOIR2 | J_BASNEY | /DC=org/DC=cilogon/C=US/O=University of Illinois at Urbana-Champaign/CN=James Basney A534 | James Basney |  | J_BASNEY
OOIR2 | L_MORGAN_2 | /DC=org/DC=cilogon/C=US/O=Google/CN=Lynn Morgan A1729 | Test Manager |  | L_MORGAN_2
OOIR2 | L_MORGAN_3 | /DC=org/DC=cilogon/C=US/O=Google/CN=Eric Heiner A6839 | Eric Science |  | L_MORGAN_3
OOIR2 | J_MCGOVERN | /DC=org/DC=cilogon/C=US/O=ProtectNetwork/CN=Kathleen Carr A680 | Jean McGovern |  | J_MCGOVERN
OOIR2 | K_CARR | /DC=org/DC=cilogon/C=US/O=ProtectNetwork/CN=Kathleen Carr A7213 | Kathleen Carr |  | K_CARR
OOIR2 | P_KEDIYAL | /DC=org/DC=cilogon/C=US/O=University of California-San Diego/CN=Prashant Kediyal A6990 | Prashant Kediyal |  | P_KEDIYAL
BETA,OOIR2_DEMO,NOSE | USER_1 | /DC=org/DC=cilogon/C=US/O=Google/CN=Owen Ownerrep A893 | Owen Ownerrep | Demonstration User | O_OWNERREP
BETA,OOIR2_DEMO | USER_2 | /DC=org/DC=cilogon/C=US/O=Google/CN=Mike Manager A892 | Mike Manager | Demonstration User | M_MANAGER
BETA,OOIR2_DEMO | USER_4 | /DC=org/DC=cilogon/C=US/O=Google/CN=Beta Tester A1730 | Beta Operator | Beta Operator Test User | B_OPERATOR
IDK | IDK_USER | /DC=org/DC=cilogon/C=US/O=Google/CN=idkuser | IDK User |  | IDK_USER1
BETA | USER_3 | /DC=org/DC=cilogon/C=US/O=Google/CN=Tim Ampe A448 | Tim Ampe | MF_3 Observatory Manager | T_AMPE
BETA | A_PLUEDDEMANN | /DC=org/DC=cilogon/C=US/O=Google/CN=Al Plueddemann A6810 | Al Plueddemann | Beta User | A_PLUEDDEMANN
BETA | B_BERGEN | /DC=org/DC=cilogon/C=US/O=Google/CN=Bill Bergen A1766 | Bill Bergen | Beta User | B_BERGEN
BETA | C_RISEN | /DC=org/DC=cilogon/C=US/O=Google/CN=Craig Risien A586 | Craig Risen | Beta User | C_RISEN
BETA | D_MANALANG | /DC=org/DC=cilogon/C=US/O=University of Washington/CN=DANA A. MANALANG A682 | Dana Manalang | Beta User | D_MANALANG
BETA | G_PROSKUROWSKI | /DC=org/DC=cilogon/C=US/O=University of Washington/CN=GIORA K PROSKUROWSKI A1751 | Giora Proskurowski | Beta User | G_PROSKUROWSKI
BETA | J_LUND | /DC=org/DC=cilogon/C=US/O=Google/CN=John Lund A6805 | John Lund | Beta User | J_LUND
BETA | K_STIFFEL | /DC=org/DC=cilogon/C=US/O=Google/CN=Kurt Stiffel A6809 | Kurt Stiffel | Beta User | K_STIFFEL
BETA | L_MORGAN | /DC=org/DC=cilogon/C=US/O=Google/CN=Lynn Morgan A1728 | Lyn Morgan | Beta User | L_MORGAN
BETA | M_VARDARO | /DC=org/DC=cilogon/C=US/O=Google/CN=Michael Vardaro A1745 | Mike Vardaro | Beta User | M_VARDARO
BETA | O_KAWKA | /DC=org/DC=cilogon/C=US/O=University of Washington/CN=OREST E. KAWKA A6894 | Orest Kawka | Beta User | O_KAWKA
BETA | K_FELDMAN | /DC=org/DC=cilogon/C=US/O=University of Washington/CN=KENNETH S. FELDMAN A6895 | Ken Feldman | RSN Facility Manager | K_FELDMAN
BETA | M_LOCKER | /DC=org/DC=cilogon/C=US/O=Google/CN=Martin Locker A6799 | Martin Locker | Beta User | M_LOCKER
BETA | C_LICHTENWALNER | /DC=org/DC=cilogon/C=US/O=Rutgers, The State University of New Jersey/CN=Charles Lichtenwalner A847 | Sage Lichtenwalner | EPE User | C_LICHTENWALNER
BETA | G_CHAVEZ | /DC=org/DC=cilogon/C=US/O=University of California-San Diego/CN=Gabriela Chavez A6985 | Gabriela Chavez | CG Facility Manager | G_CHAVEZ
BETA | J_COSGROVE | /DC=org/DC=cilogon/C=US/O=Google/CN=John Cosgrove A6975 | John Cosgrove | CGSN Facility Operator | J_COSGROVE
BETA | M_HARRINGTON | /DC=org/DC=cilogon/C=US/O=University of Washington/CN=MICHAEL JOHN HARRINGTON A7071 | Mike Harrington | RSN Facility Manager | M_HARRINGTON

## UserRole
Scenario | ID | user_id | role_name | auto_enroll | org_id | role_scope | comment | comment2
STOP! | Changes to this doc can break the nose tests or interfere with test systems! BEFORE making changes, please read https://confluence.oceanobservatories.org/display/CIDev/Preload+development. AFTER making changes, please TEST, make a copy of this sheet, and commit the new URL to ion_loader.py!
OOIR2 |  | T_AMPE | ION_MANAGER | FALSE | ORG_ION
BETA,OOIR2 |  | K_FELDMAN | ORG_MANAGER | TRUE | MF_RSN
OOIR2 |  | T_AMPE | ORG_MANAGER | TRUE | MF_RSN
BETA,OOIR2 |  | M_HARRINGTON | OBSERVATORY_OPERATOR | TRUE | MF_RSN
BETA,OOIR2 |  | D_MANALANG | OBSERVATORY_OPERATOR | TRUE | MF_RSN
BETA,OOIR2 |  | G_PROSKUROWSKI | OBSERVATORY_OPERATOR | TRUE | MF_RSN
BETA,OOIR2 |  | O_KAWKA | OBSERVATORY_OPERATOR | TRUE | MF_RSN
OOIR2 |  | T_AMPE | ORG_MANAGER | TRUE | MF_CGSN
BETA,OOIR2 |  | G_CHAVEZ | OBSERVATORY_OPERATOR | TRUE | MF_CGSN
BETA,OOIR2 |  | J_COSGROVE | INSTRUMENT_OPERATOR | TRUE | MF_CGSN
OOIR2 |  | A_PLUEDDEMANN | ORG_MEMBER | TRUE | MF_CGSN
OOIR2 |  | J_LUND | ORG_MEMBER | TRUE | MF_CGSN
OOIR2 |  | K_STIFFEL | ORG_MEMBER | TRUE | MF_CGSN
OOIR2 |  | T_AMPE | ORG_MANAGER | TRUE | MF_EA
OOIR2 |  | C_RISEN | OBSERVATORY_OPERATOR | TRUE | MF_EA
OOIR2 |  | M_VARDARO | OBSERVATORY_OPERATOR | TRUE | MF_EA
OOIR2 |  | L_MORGAN_2 | OBSERVATORY_OPERATOR | TRUE | MF_EA
OOIR2 |  | L_MORGAN_3 | INSTRUMENT_OPERATOR | TRUE | MF_EA
OOIR2_DEMO |  | K_CARR | OBSERVATORY_OPERATOR | TRUE | MF_3
OOIR2_DEMO |  | T_AMPE | ORG_MANAGER | TRUE | MF_3
BETA,OOIR2_DEMO |  | L_MORGAN | ORG_MANAGER | TRUE | MF_RSN
BETA,OOIR2_DEMO |  | L_MORGAN | ORG_MANAGER | TRUE | MF_CGSN
BETA,OOIR2_DEMO |  | L_MORGAN | ORG_MANAGER | TRUE | MF_EA
BETA,OOIR2_DEMO |  | USER_1 | ORG_MANAGER | TRUE | MF_3
BETA,OOIR2_DEMO |  | USER_2 | ORG_MEMBER | TRUE | MF_3
BETA,OOIR2_DEMO |  | USER_4 | INSTRUMENT_OPERATOR | TRUE | MF_RSN
BETA,OOIR2_DEMO |  | USER_4 | INSTRUMENT_OPERATOR | TRUE | MF_CGSN
BETA,OOIR2_DEMO |  | USER_4 | INSTRUMENT_OPERATOR | TRUE | MF_EA
BETA,OOIR2_DEMO |  | USER_4 | INSTRUMENT_OPERATOR | TRUE | MF_3
BETA,OOIR2_DEMO |  | A_PLUEDDEMANN | ORG_MEMBER | TRUE | MF_3
BETA,OOIR2_DEMO |  | B_BERGEN | ORG_MEMBER | TRUE | MF_3
BETA,OOIR2_DEMO |  | C_RISEN | OBSERVATORY_OPERATOR | TRUE | MF_3
BETA,OOIR2_DEMO |  | D_MANALANG | OBSERVATORY_OPERATOR | TRUE | MF_3
BETA,OOIR2_DEMO |  | G_PROSKUROWSKI | OBSERVATORY_OPERATOR | TRUE | MF_3
BETA,OOIR2_DEMO |  | J_LUND | ORG_MEMBER | TRUE | MF_3
BETA,OOIR2_DEMO |  | K_STIFFEL | ORG_MEMBER | TRUE | MF_3
BETA,OOIR2_DEMO |  | M_VARDARO | OBSERVATORY_OPERATOR | TRUE | MF_3
BETA,OOIR2_DEMO |  | O_KAWKA | OBSERVATORY_OPERATOR | TRUE | MF_3
BETA,OOIR2_DEMO |  | K_FELDMAN | ORG_MEMBER | TRUE | MF_3
BETA,OOIR2_DEMO |  | L_MORGAN | ORG_MANAGER | TRUE | MF_3
BETA,OOIR2_DEMO |  | M_LOCKER | OBSERVATORY_OPERATOR | TRUE | MF_3
BETA,OOIR2_DEMO |  | C_LICHTENWALNER | ORG_MEMBER | TRUE | MF_3
BETA,OOIR2_DEMO |  | M_HARRINGTON | OBSERVATORY_OPERATOR | TRUE | MF_3
BETA |  | USER_3 | ION_MANAGER | FALSE | ORG_ION
BETA |  | USER_3 | ORG_MANAGER | TRUE | MF_3
IDK |  | IDK_USER | ORG_MANAGER | TRUE | IDK_ORG
IDK_X |  | IDK_USER | OBSERVATORY_OPERATOR | TRUE | IDK_ORG
IDK_X |  | IDK_USER | INSTRUMENT_OPERATOR | TRUE | IDK_ORG
IDK_X |  | IDK_USER | DATA_OPERATOR | TRUE | IDK_ORG
IDK_X |  | IDK_USER | ORG_MEMBER | TRUE | IDK_ORG

## WorkflowDefinition
Scenario | ID | owner_id | org_ids | steps | wfd/name | wfd/description
STOP! | Changes to this doc can break the nose tests or interfere with test systems! BEFORE making changes, please read https://confluence.oceanobservatories.org/display/CIDev/Preload+development. AFTER making changes, please TEST, make a copy of this sheet, and commit the new URL to ion_loader.py!
OOIR2_DEMO | WFD3 |  | MF_RSN | [DPD15] | Realtime_Google_DT | Convert incoming data stream to Google Datatables.
OOIR2_DEMO | WFD4 |  | MF_RSN | [DPD16] | Matplotlib_graphs | Convert incoming data stream to Matplotlib graphs.
OOIR2_DEMO | WFD5 |  | MF_RSN | [DPD29] | Realtime_HighCharts | Convert incoming data stream to HighCharts data.
BETA | WFD1 | USER_1 | MF_3 | [DPD15] | Realtime_Google_DT | Convert incoming data stream to Google Datatables.
BETA | WFD2 | USER_1 | MF_3 | [DPD16] | Matplotlib_graphs | Convert incoming data stream to Matplotlib graphs.
BETA | WFD3 | USER_1 | MF_3 | [DPD29] | Realtime_HighCharts | Convert incoming data stream to HighCharts data.

## Workflow
Scenario | ID | owner_id | org_ids | wfd_id | in_dp_id | wf/description | configuration | persist_data
STOP! | Changes to this doc can break the nose tests or interfere with test systems! BEFORE making changes, please read https://confluence.oceanobservatories.org/display/CIDev/Preload+development. AFTER making changes, please TEST, make a copy of this sheet, and commit the new URL to ion_loader.py!
R2_DEMO_VIZ | WF1 | USER_1 | MF_3 | WFD2 | DPROD12 | Event triggered workflow for creating graphs for DPROD12 | {'graph_update_interval':'30secs', 'graph_time_period':'5secs', 'parameters':'temp, pressure', 'resolution':'1280x480'} | TRUE

## IDMap
Scenario | ROW_ID | NEW_ID | category | for scenario | comment
ALL | IA5 | IA_CTDBP_CDEF | InstrumentAgent | CTDBP
ALL | IM6 | CTDBPC | InstrumentModel | CTDBP
ALL | IA4 | IA_PRESF_A | InstrumentAgent | PRESF
ALL | IM5 | PRESFA | InstrumentModel | PRESF
ALL | IA7 | IA_PREST_AB | InstrumentAgent | PREST
ALL | IM8 | PRESTA | InstrumentModel | PREST
ALL | IA11 | IA_TMPSF_A | InstrumentAgent | TMPSF
ALL | IM11 | TMPSFA | InstrumentModel | TMPSF
ALL | IA12 | IA_VEL3D_B | InstrumentAgent | VEL3D_B
ALL | IA18 | IA_VEL3D_B | InstrumentAgent | RSN_OMS
ALL | IM12 | VEL3DB | InstrumentModel | VEL3D_B
ALL | IM17 | VEL3DB | InstrumentModel | RSN_OMS
ALL | IA15 | IA_OPTAA_CD | InstrumentAgent | OPTAA
ALL | IM13 | OPTAAC | InstrumentModel | OPTAA
ALL | PDEV3 | PD_BTST_RSN1 | PlatformDevice | RSN Bench Platform | substitutes the ID of the PD in the PAI sheet
ALL | PDEV5 | PD_BTST_RSN3 | PlatformDevice | RSN Bench Platform
ALL | LP3 | PS_BTST_RSN | PlatformSite
ALL | LP5 | PS_BTST_RSN | PlatformSite
ALL | EDA1 | DART_CTDPF_KL | ExternalDatasetAgent | CTDPFL
ALL | IM16 | CTDPFL | InstrumentModel | CTDPFL
ALL | IA17 | IA_VEL3D_CD | InstrumentAgent | VEL3D_C
ALL | IM15 | VEL3DC | InstrumentModel | VEL3D_C
ALL | EDA2 | DART_CTDGV_M | ExternalDatasetAgent | CTDGV | glider instrument
ALL | IM18 | CTDGVM | InstrumentModel | CTDGV | glider instrument
ALL | EDA3 | DART_DOSTA_M | ExternalDatasetAgent | DOSTA | glider instrument
ALL | IM19 | DOSTAM | InstrumentModel | DOSTA | glider instrument
ALL | EDA5 | DART_FLORD_M | ExternalDatasetAgent | FLORD | glider instrument
ALL | IM20 | FLORDM | InstrumentModel | FLORD | glider instrument
ALL | PM17 | GL_PM | PlatformModel | GENG
ALL | PM12 | WF_PM | PlatformModel | CTDPF
ALL | OBS_RSN | OBS_BTST_RSN | Observatory | RSN_OMS
ALL | OBS_RSN2 | OBS_BTST_CG | Observatory | GENG
ALL | EDA4 | DART_GL | ExternalDatasetAgent | GENG
ALL | PA1 | PA_LJ | PlatformAgent