## MIOs
Code | Name | Description | Institution
CG | Coastal_Global_Arrays | Marine Infrastructure managed by CGSN Marine IO | Woods Hole Oceanographic Institution
EA | Endurance_Array | Marine Infrastructure managed by EA Marine IO | Oregon State University Institution
RSN | Regional_Scale_Nodes | Marine Infrastructure managed by RSN Marine IO | Univ. of Washington

## Arrays
Reference ID | SAF Name | Name | Composite Name | Geo Name | Lead IO | Change
CE | Endurance Array | Coastal Endurance | Endurance | Coastal Endurance | EA
CP | Pioneer Array | Coastal Pioneer | Pioneer | Mid-Atlantic Bight | CG
GA | Global Argentine Basin | Global Argentine Basin | Argentine Basin | Argentine Basin | CG
GI | Global Irminger Sea | Global Irminger Sea | Irminger Sea | Irminger Sea | CG
GP | Global Station Papa | Global Station Papa | Station Papa | Station Papa | CG
GS | Global Southern Ocean | Global Southern Ocean | Southern Ocean | Southern Ocean | CG
RS | Regional | Regional | Regional | UNUSED | RSN

## Sites
Reference ID | SAF Name | Array Name | Name Extension | Full Name | Geo Name | Change
CE01 | Oregon (OR) Inshore | Coastal Endurance |  | Coastal Endurance | UNUSED
CE02 | Oregon (OR) Shelf | Coastal Endurance |  | Coastal Endurance | UNUSED
CE04 | Oregon (OR) Offshore | Coastal Endurance |  | Coastal Endurance | UNUSED
CE05 | Endurance Mobile Asset | Coastal Endurance |  | Coastal Endurance | UNUSED
CE06 | Washington (WA) Inshore | Coastal Endurance |  | Coastal Endurance | UNUSED
CE07 | Washington (WA) Shelf | Coastal Endurance |  | Coastal Endurance | UNUSED
CE09 | Washington (WA) Offshore | Coastal Endurance |  | Coastal Endurance | UNUSED
CP01 | Pioneer Central | Coastal Pioneer |  | Coastal Pioneer | UNUSED
CP02 | Pioneer Profilers Moorings Only | Coastal Pioneer |  | Coastal Pioneer | UNUSED
CP03 | Pioneer Inshore | Coastal Pioneer |  | Coastal Pioneer | UNUSED
CP04 | Pioneer Offshore | Coastal Pioneer |  | Coastal Pioneer | UNUSED
CP05 | Pioneer Mobile Asset | Coastal Pioneer |  | Coastal Pioneer | UNUSED
GA01 | Argentine Surface Mooring | Global Argentine Basin |  | Global Argentine Basin | UNUSED
GA02 | Argentine Hybrid Profiler Mooring | Global Argentine Basin |  | Global Argentine Basin | UNUSED
GA03 | Argentine Flanking Mooring | Global Argentine Basin |  | Global Argentine Basin | UNUSED
GA05 | Argentine Mobile Asset | Global Argentine Basin |  | Global Argentine Basin | UNUSED
GI01 | Irminger Surface Mooring | Global Irminger Sea |  | Global Irminger Sea | UNUSED
GI02 | Irminger Hybrid Profiler Mooring | Global Irminger Sea |  | Global Irminger Sea | UNUSED
GI03 | Irminger Flanking Mooring | Global Irminger Sea |  | Global Irminger Sea | UNUSED
GI05 | Irminger Mobile Asset | Global Irminger Sea |  | Global Irminger Sea | UNUSED
GP02 | Papa Hybrid Profiler Mooring | Global Station Papa |  | Global Station Papa | UNUSED
GP03 | Papa Flanking Mooring | Global Station Papa |  | Global Station Papa | UNUSED
GP05 | Papa Mobile Asset | Global Station Papa |  | Global Station Papa | UNUSED
GS01 | 55S (Southern) Surface Mooring | Global Southern Ocean |  | Global Southern Ocean | UNUSED
GS02 | 55S (Southern) Hybrid Profiler Mooring | Global Southern Ocean |  | Global Southern Ocean | UNUSED
GS03 | 55S (Southern) Flanking Mooring | Global Southern Ocean |  | Global Southern Ocean | UNUSED
GS05 | 55S (Southern) Mobile Asset | Global Southern Ocean |  | Global Southern Ocean | UNUSED
RS00 |  | Regional | Shore | Regional Shore | Pacific City | NEW
RS01 | Hydrate Ridge | Regional | Hydrate Ridge | Regional Hydrate Ridge | Hydrate Ridge
RS03 | Axial | Regional | Axial | Regional Axial | Axial Seamount
RS05 |  | Regional | Mid Plate | Regional Mid Plate | Juan de Fuca Mid Plate | NEW

## Subsites
Reference ID | Suffix | Prefix | SAF Name | Site Name | Name Extension | Full Name | Array Short Name | Standalone Extension | Standalone Name | lat_north | lat_south | lon_east | lon_west | depth_min | depth_max | Change
CE01ISSM | ISSM | 01 | Endurance OR Inshore Surface Mooring | Coastal Endurance | Oregon Inshore | Coastal Endurance Oregon Inshore | Endurance | Oregon Inshore | Endurance Oregon Inshore
CE01ISSP | ISSP | 01 | Endurance OR Inshore Surface Piercing Profiler Mooring | Coastal Endurance | Oregon Inshore | Coastal Endurance Oregon Inshore | Endurance | Oregon Inshore | Endurance Oregon Inshore
CE02SHBP | SHBP | 02 | Endurance OR Shelf Benthic Pkg | Coastal Endurance | Oregon Shelf | Coastal Endurance Oregon Shelf | Endurance | Oregon Shelf | Endurance Oregon Shelf
CE02SHSM | SHSM | 02 | Endurance OR Shelf Surface Mooring | Coastal Endurance | Oregon Shelf | Coastal Endurance Oregon Shelf | Endurance | Oregon Shelf | Endurance Oregon Shelf
CE02SHSP | SHSP | 02 | Endurance OR Shelf Surface Piercing Profiler Mooring | Coastal Endurance | Oregon Shelf | Coastal Endurance Oregon Shelf | Endurance | Oregon Shelf | Endurance Oregon Shelf
CE04OSBP | OSBP | 04 | Endurance OR Offshore Benthic Pkg | Coastal Endurance | Oregon Offshore | Coastal Endurance Oregon Offshore | Endurance | Oregon Offshore | Endurance Oregon Offshore
CE04OSHY | OSHY | 04 | Endurance OR Offshore Hybrid Profiler Mooring | Coastal Endurance | Oregon Offshore | Coastal Endurance Oregon Offshore | Endurance | Oregon Offshore | Endurance Oregon Offshore
CE04OSSM | OSSM | 04 | Endurance OR Offshore Surface Mooring | Coastal Endurance | Oregon Offshore | Coastal Endurance Oregon Offshore | Endurance | Oregon Offshore | Endurance Oregon Offshore
CE05MOAS | MOAS | 05 | Endurance Mobile Assets | Coastal Endurance | Mobile Zone | Coastal Endurance Mobile Zone | Endurance | Mobile Zone | Endurance Mobile Zone | 47 | 44.64 | -124.95 | 124.1 | 0 | 500
CE06ISSM | ISSM | 06 | Endurance WA Inshore Surface Mooring | Coastal Endurance | Washington Inshore | Coastal Endurance Washington Inshore | Endurance | Washington Inshore | Endurance Washington Inshore
CE06ISSP | ISSP | 06 | Endurance WA Inshore Surface Piercing Profiler Mooring | Coastal Endurance | Washington Inshore | Coastal Endurance Washington Inshore | Endurance | Washington Inshore | Endurance Washington Inshore
CE07SHSM | SHSM | 07 | Endurance WA Shelf Surface Mooring | Coastal Endurance | Washington Shelf | Coastal Endurance Washington Shelf | Endurance | Washington Shelf | Endurance Washington Shelf
CE07SHSP | SHSP | 07 | Endurance WA Shelf Surface Piercing Profiler Mooring | Coastal Endurance | Washington Shelf | Coastal Endurance Washington Shelf | Endurance | Washington Shelf | Endurance Washington Shelf
CE09OSPM | OSPM | 09 | Endurance WA Offshore Profiler Mooring | Coastal Endurance | Washington Offshore | Coastal Endurance Washington Offshore | Endurance | Washington Offshore | Endurance Washington Offshore
CE09OSSM | OSSM | 09 | Endurance WA Offshore Surface Mooring | Coastal Endurance | Washington Offshore | Coastal Endurance Washington Offshore | Endurance | Washington Offshore | Endurance Washington Offshore
CP01CNSM | CNSM | 01 | Pioneer Central Surface Mooring | Coastal Pioneer | Central | Coastal Pioneer Central | Pioneer | Central | Pioneer Central
CP01CNSP | CNSP | 01 | Pioneer Central Surface-Piercing Profiler Mooring | Coastal Pioneer | Central | Coastal Pioneer Central | Pioneer | Central | Pioneer Central
CP02PMCI | PMCI | 02 | Pioneer Central Inshore Profiler Mooring | Coastal Pioneer | Central Inshore | Coastal Pioneer Central Inshore | Pioneer | Central Inshore | Pioneer Central Inshore
CP02PMCO | PMCO | 02 | Pioneer Central Offshore Profiler Mooring | Coastal Pioneer | Central Offshore | Coastal Pioneer Central Offshore | Pioneer | Central Offshore | Pioneer Central Offshore
CP02PMUI | PMUI | 02 | Pioneer Upstream Inshore Profiler Mooring | Coastal Pioneer | Upstream Inshore | Coastal Pioneer Upstream Inshore | Pioneer | Upstream Inshore | Pioneer Upstream Inshore
CP02PMUO | PMUO | 02 | Pioneer Upstream Offshore Profiler Mooring | Coastal Pioneer | Upstream Offshore | Coastal Pioneer Upstream Offshore | Pioneer | Upstream Offshore | Pioneer Upstream Offshore
CP03ISSM | ISSM | 03 | Pioneer Inshore Surface Mooring | Coastal Pioneer | Inshore | Coastal Pioneer Inshore | Pioneer | Inshore | Pioneer Inshore
CP03ISSP | ISSP | 03 | Pioneer Inshore Surface-Piercing Profiler Mooring | Coastal Pioneer | Inshore | Coastal Pioneer Inshore | Pioneer | Inshore | Pioneer Inshore
CP04OSPM | OSPM | 04 | Pioneer Offshore Profiler Mooring | Coastal Pioneer | Offshore | Coastal Pioneer Offshore | Pioneer | Offshore | Pioneer Offshore
CP04OSSM | OSSM | 04 | Pioneer Offshore Surface Mooring | Coastal Pioneer | Offshore | Coastal Pioneer Offshore | Pioneer | Offshore | Pioneer Offshore
CP05MOAS | MOAS | 05 | Pioneer Mobile Assets | Coastal Pioneer | Mobile Zone | Coastal Pioneer Mobile Zone | Pioneer | Mobile Zone | Pioneer Mobile Zone | 40.1667 | 39.9083 | -70.7917 | -70.6833 | 0 | 520
GA01SUMO | SUMO | 01 | Argentine Basin Surface Mooring | Global Argentine Basin | Surface | Global Argentine Basin Surface | Argentine Basin | Surface | Argentine Basin Surface
GA02HYPM | HYPM | 02 | Argentine Basin Hybrid Profiler | Global Argentine Basin | Subsurface | Global Argentine Basin Subsurface | Argentine Basin | Subsurface | Argentine Basin Subsurface
GA03FLMA | FLMA | 03 | Argentine Basin Mesoscale Flanking Mooring A | Global Argentine Basin | Mesoscale Flanking A | Global Argentine Basin Mesoscale Flanking A | Argentine Basin | Mesoscale Flanking A | Argentine Basin Mesoscale Flanking A
GA03FLMB | FLMB | 03 | Argentine Basin Mesoscale Flanking Mooring B | Global Argentine Basin | Mesoscale Flanking B | Global Argentine Basin Mesoscale Flanking B | Argentine Basin | Mesoscale Flanking B | Argentine Basin Mesoscale Flanking B
GA05MOAS | MOAS | 05 | Argentine Basin Mobile Assets | Global Argentine Basin | Mobile Zone | Global Argentine Basin Mobile Zone | Argentine Basin | Mobile Zone | Argentine Basin Mobile Zone | -42.5073 | -42.9906 | -42.8905 | -42.1303 | 0 | 5200
GI01SUMO | SUMO | 01 | Irminger Sea Surface Mooring | Global Irminger Sea | Surface | Global Irminger Sea Surface | Irminger Sea | Surface | Irminger Sea Surface
GI02HYPM | HYPM | 02 | Irminger Sea Hybrid Profiler | Global Irminger Sea | Subsurface | Global Irminger Sea Subsurface | Irminger Sea | Subsurface | Irminger Sea Subsurface
GI03FLMA | FLMA | 03 | Irminger Sea Mesoscale Flanking Mooring A | Global Irminger Sea | Mesoscale Flanking A | Global Irminger Sea Mesoscale Flanking A | Irminger Sea | Mesoscale Flanking A | Irminger Sea Mesoscale Flanking A
GI03FLMB | FLMB | 03 | Irminger Sea Mesoscale Flanking Mooring B | Global Irminger Sea | Mesoscale Flanking B | Global Irminger Sea Mesoscale Flanking B | Irminger Sea | Mesoscale Flanking B | Irminger Sea Mesoscale Flanking B
GI05MOAS | MOAS | 05 | Irminger Sea Mobile Assets | Global Irminger Sea | Mobile Zone | Global Irminger Sea Mobile Zone | Irminger Sea | Mobile Zone | Irminger Sea Mobile Zone | 60.6136 | 60.4582 | -38.4407 | -38.0755 | 0 | 2800
GP02HYPM | HYPM | 02 | Station Papa Hybrid Profiler | Global Station Papa | Subsurface | Global Station Papa Subsurface | Station Papa | Subsurface | Station Papa Subsurface
GP03FLMA | FLMA | 03 | Station Papa Mesoscale Flanking Mooring A | Global Station Papa | Mesoscale Flanking A | Global Station Papa Mesoscale Flanking A | Station Papa | Mesoscale Flanking A | Station Papa Mesoscale Flanking A
GP03FLMB | FLMB | 03 | Station Papa Mesoscale Flanking Mooring B | Global Station Papa | Mesoscale Flanking B | Global Station Papa Mesoscale Flanking B | Station Papa | Mesoscale Flanking B | Station Papa Mesoscale Flanking B
GP05MOAS | MOAS | 05 | Station Papa Mobile Assets | Global Station Papa | Mobile Zone | Global Station Papa Mobile Zone | Station Papa | Mobile Zone | Station Papa Mobile Zone | 50.4676 | 50.125 | -144.7131 | -144.2097 | 0 | 4250
GS01SUMO | SUMO | 01 | Southern Ocean Surface Mooring | Global Southern Ocean | Surface | Global Southern Ocean Surface | Southern Ocean | Surface | Southern Ocean Surface
GS02HYPM | HYPM | 02 | Southern Ocean Hybrid Profiler | Global Southern Ocean | Subsurface | Global Southern Ocean Subsurface | Southern Ocean | Subsurface | Southern Ocean Subsurface
GS03FLMA | FLMA | 03 | Southern Ocean Mesoscale Flanking Mooring A | Global Southern Ocean | Mesoscale Flanking A | Global Southern Ocean Mesoscale Flanking A | Southern Ocean | Mesoscale Flanking A | Southern Ocean Mesoscale Flanking A
GS03FLMB | FLMB | 03 | Southern Ocean Mesoscale Flanking Mooring B | Global Southern Ocean | Mesoscale Flanking B | Global Southern Ocean Mesoscale Flanking B | Southern Ocean | Mesoscale Flanking B | Southern Ocean Mesoscale Flanking B
GS05MOAS | MOAS | 05 | Southern Ocean Mobile Assets | Global Southern Ocean | Mobile Zone | Global Southern Ocean Mobile Zone | Southern Ocean | Mobile Zone | Southern Ocean Mobile Zone | -54.0814 | -54.4704 | -89.6652 | -88.894 | 0 | 4800
RS00PCSS | PCSS | 00 |  | Regional Shore | Pacific City | Regional Shore Pacific City | Regional | Pacific City | Regional Pacific City | 45.2145 | 45.2145 | -123.9677 | -123.9677 | 0 | 0 | NEW
RS01SBVM | SBVM | 01 | Slope Base Vertical Mooring | Regional Hydrate Ridge | Slope Base | Regional Hydrate Ridge Slope Base | Regional | Slope Base | Regional Slope Base
RS01SLBS | SLBS | 01 | Slope Base | Regional Hydrate Ridge | Slope Base | Regional Hydrate Ridge Slope Base | Regional | Slope Base | Regional Slope Base
RS01SUM1 | SUM1 | 01 | Southern Hydrate Summit 1 | Regional Hydrate Ridge | Southern Summit | Regional Hydrate Ridge Southern Summit | Regional | Southern Hydrate Summit | Regional Southern Hydrate Summit
RS01SUM2 | SUM2 | 01 | Southern Hydrate Summit 2 | Regional Hydrate Ridge | Southern Summit | Regional Hydrate Ridge Southern Summit | Regional | Southern Hydrate Summit | Regional Southern Hydrate Summit
RS03ASHS | ASHS | 03 | Ashes | Regional Axial | Ashes | Regional Axial Ashes | Regional | Axial Ashes | Regional Axial Ashes
RS03AXBS | AXBS | 03 | Axial Base | Regional Axial | Base | Regional Axial Base | Regional | Axial Base | Regional Axial Base
RS03AXVM | AXVM | 03 | Axial Mooring | Regional Axial | Base Mooring | Regional Axial Base Mooring | Regional | Base Mooring | Regional Base Mooring
RS03CCAL | CCAL | 03 | Central Caldera | Regional Axial | Central Caldera | Regional Axial Central Caldera | Regional | Central Caldera | Regional Central Caldera
RS03ECAL | ECAL | 03 | Eastern Caldera | Regional Axial | Eastern Caldera | Regional Axial Eastern Caldera | Regional | Eastern Caldera | Regional Eastern Caldera
RS03INT1 | INT1 | 03 | International District 1 | Regional Axial | International District | Regional Axial International District | Regional | International District | Regional International District
RS03INT2 | INT2 | 03 | International District 2 | Regional Axial | International District | Regional Axial International District | Regional | International District | Regional International District
RS05MID1 | MID1 | 05 |  | Regional Mid Plate |  | Regional Mid Plate | Regional | Mid Plate | Regional Mid Plate | 45.7556 | 45.7556 | -127.2786 | -127.2786 | 2820 | 2820 | NEW

## Nodes
Site Reference ID | SAF | Platform | Reference ID | Parent Reference ID | Platform Reference ID | Node Type Code | Node Site Sequence | Node Type Name | Uniquifier | Subsite Name | Name Extension | Full Name | Platform Configuration Type | Platform Agent Type | Deployment Lead | Cabled | Issue | Start Deployment Cruise | End Deployment Cruise | Date Status | Deploy Info | Self Port | Uplink Node | Uplink Port
CE01ISSM | No | 1 | CE01ISSM-LM001 |  | CE01ISSM-LM001 | LM | 001 | Low Power Surface Mooring |  | Coastal Endurance Oregon Inshore | Low Power Surface Mooring | Low Power Surface Mooring - Coastal Endurance Oregon Inshore | DCL-PCLP | CPOP-CMDS | EA |  |  | 2013-10-25 | 2013-10-28 | candidate
CE01ISSM |  |  | CE01ISSM-MF004 | CE01ISSM-LM001 | CE01ISSM-LM001 | MF | 004 | Multi-Function Node | 004 | Coastal Endurance Oregon Inshore | Multi-Function Node 004 | Multi-Function Node 004 - Coastal Endurance Oregon Inshore | DCL-PCLP | CPOP-CMDS | EA |  |  | 2013-10-25 | 2013-10-28 | candidate
CE01ISSM |  |  | CE01ISSM-MF005 | CE01ISSM-LM001 | CE01ISSM-LM001 | MF | 005 | Multi-Function Node | 005 | Coastal Endurance Oregon Inshore | Multi-Function Node 005 | Multi-Function Node 005 - Coastal Endurance Oregon Inshore | DCL-PCLP | CPOP-CMDS | EA |  |  | 2013-10-25 | 2013-10-28 | candidate
CE01ISSM |  |  | CE01ISSM-RI002 | CE01ISSM-LM001 | CE01ISSM-LM001 | RI | 002 | Mooring Riser | 002 | Coastal Endurance Oregon Inshore | Mooring Riser 002 | Mooring Riser 002 - Coastal Endurance Oregon Inshore | DCL-PCLP | CPOP-CMDS | EA |  |  | 2013-10-25 | 2013-10-28 | candidate
CE01ISSM |  |  | CE01ISSM-RI003 | CE01ISSM-LM001 | CE01ISSM-LM001 | RI | 003 | Mooring Riser | 003 | Coastal Endurance Oregon Inshore | Mooring Riser 003 | Mooring Riser 003 - Coastal Endurance Oregon Inshore | DCL-PCLP | CPOP-CMDS | EA |  |  | 2013-10-25 | 2013-10-28 | candidate
CE01ISSM |  |  | CE01ISSM-SB001 | CE01ISSM-LM001 | CE01ISSM-LM001 | SB | 001 | Surface Buoy | 001 | Coastal Endurance Oregon Inshore | Surface Buoy 001 | Surface Buoy 001 - Coastal Endurance Oregon Inshore | DCL-PCLP | CPOP-CMDS | EA |  |  | 2013-10-25 | 2013-10-28 | candidate
CE01ISSP | No | 1 | CE01ISSP-CP001 |  | CE01ISSP-CP001 | CP | 001 | Surface Piercing Profiler Mooring |  | Coastal Endurance Oregon Inshore | Surface Piercing Profiler Mooring | Surface Piercing Profiler Mooring - Coastal Endurance Oregon Inshore | CPVN-PC | CPOP-CMDS | EA
CE01ISSP |  |  | CE01ISSP-SP001 | CE01ISSP-CP001 | CE01ISSP-CP001 | SP | 001 | Surface-Piercing Profiler | 001 | Coastal Endurance Oregon Inshore | Surface-Piercing Profiler 001 | Surface-Piercing Profiler 001 - Coastal Endurance Oregon Inshore | CPVN-PC | CPOP-CMDS | EA
CE02SHBP | No | 1 | CE02SHBP-BP001 |  | CE02SHBP-BP001 | BP | 001 | Benthic Experiment Package |  | Coastal Endurance Oregon Shelf | Benthic Experiment Package | Benthic Experiment Package - Coastal Endurance Oregon Shelf | RSN-PC | CPOP-ROMS | EA |  |  | 2013-08-01 | 2013-08-30 | candidate
CE02SHBP | No | 1 | CE02SHBP-PN01D |  | CE02SHBP-PN01D | PN | 01D | Primary Node | 01D | Coastal Endurance Oregon Shelf | Primary Node 01D | Primary Node 01D - Coastal Endurance Oregon Shelf | RSN-PC | CPOP-ROMS | EA | Yes |  | 2012-09-01 | 2012-09-01 | past |  | I1 | CE04OSHY-PN01C | X1
CE02SHBP |  |  | CE02SHBP-LJ01D |  | CE02SHBP-BP001 | LJ | 01D | Low Power JBox | 01D | Coastal Endurance Oregon Shelf | Low Power JBox 01D | Low Power JBox 01D - Coastal Endurance Oregon Shelf | RSN-PC | CPOP-ROMS | EA | Yes |  | 2013-08-01 | 2013-08-30 | candidate |  | 01 | CE02SHBP-MJ01C | 05
CE02SHBP |  |  | CE02SHBP-MJ01C |  | CE02SHBP-BP001 | MJ | 01C | Medium Power JBox | 01C | Coastal Endurance Oregon Shelf | Medium Power JBox 01C | Medium Power JBox 01C - Coastal Endurance Oregon Shelf | RSN-PC | CPOP-ROMS | EA | Yes |  | 2013-08-01 | 2013-08-30 | candidate |  | 01 | CE02SHBP-PN01D | 02
CE02SHSM | No | 1 | CE02SHSM-SM001 |  | CE02SHSM-SM001 | SM | 001 | Standard Power Surface Mooring |  | Coastal Endurance Oregon Shelf | Standard Power Surface Mooring | Standard Power Surface Mooring - Coastal Endurance Oregon Shelf | DCL-PCFP | CICU-SMPC | EA
CE02SHSM |  |  | CE02SHSM-RI002 | CE02SHSM-SM001 | CE02SHSM-SM001 | RI | 002 | Mooring Riser | 002 | Coastal Endurance Oregon Shelf | Mooring Riser 002 | Mooring Riser 002 - Coastal Endurance Oregon Shelf | DCL-PCFP | CICU-SMPC | EA
CE02SHSM |  |  | CE02SHSM-RI003 | CE02SHSM-SM001 | CE02SHSM-SM001 | RI | 003 | Mooring Riser | 003 | Coastal Endurance Oregon Shelf | Mooring Riser 003 | Mooring Riser 003 - Coastal Endurance Oregon Shelf | DCL-PCFP | CICU-SMPC | EA
CE02SHSM |  |  | CE02SHSM-SB001 | CE02SHSM-SM001 | CE02SHSM-SM001 | SB | 001 | Surface Buoy | 001 | Coastal Endurance Oregon Shelf | Surface Buoy 001 | Surface Buoy 001 - Coastal Endurance Oregon Shelf | DCL-PCFP | CICU-SMPC | EA
CE02SHSP | No | 1 | CE02SHSP-CP001 |  | CE02SHSP-CP001 | CP | 001 | Surface Piercing Profiler Mooring |  | Coastal Endurance Oregon Shelf | Surface Piercing Profiler Mooring | Surface Piercing Profiler Mooring - Coastal Endurance Oregon Shelf | RSN-PC | CPOP-CMDS | EA
CE02SHSP |  |  | CE02SHSP-SP001 | CE02SHSP-CP001 | CE02SHSP-CP001 | SP | 001 | Surface-Piercing Profiler | 001 | Coastal Endurance Oregon Shelf | Surface-Piercing Profiler 001 | Surface-Piercing Profiler 001 - Coastal Endurance Oregon Shelf | RSN-PC | CPOP-CMDS | EA
CE04OSBP | No | 1 | CE04OSBP-BP001 |  | CE04OSBP-BP001 | BP | 001 | Benthic Experiment Package |  | Coastal Endurance Oregon Offshore | Benthic Experiment Package | Benthic Experiment Package - Coastal Endurance Oregon Offshore | RSN-PC | CPOP-ROMS | EA |  |  | 2013-08-01 | 2013-08-30 | candidate
CE04OSBP |  |  | CE04OSBP-LJ01C | CE04OSBP-BP001 | CE04OSBP-BP001 | LJ | 01C | Low Power JBox | 01C | Coastal Endurance Oregon Offshore | Low Power JBox 01C | Low Power JBox 01C - Coastal Endurance Oregon Offshore | RSN-PC | CPOP-ROMS | EA | Yes |  | 2013-08-01 | 2013-08-30 | candidate |  | 01 | CE04OSHY-LV01C | 05
CE04OSHY | No | 1 | CE04OSHY-PN01C |  | CE04OSHY-PN01C | PN | 01C | Primary Node | 01C | Coastal Endurance Oregon Offshore | Primary Node 01C | Primary Node 01C - Coastal Endurance Oregon Offshore | RSN-PC | CPOP-ROMS | EA | Yes |  | 2012-09-01 | 2012-09-01 | past |  | I1 | RS01SUM1-PN01B | X1
CE04OSHY | No | 1 | CE04OSHY-LV01C |  | CE04OSHY-LV01C | LV | 01C | Low Voltage Node | 01C | Coastal Endurance Oregon Offshore | Low Voltage Node 01C | Low Voltage Node 01C - Coastal Endurance Oregon Offshore | RSN-PC | CPOP-ROMS | EA | Yes |  | 2013-08-01 | 2013-08-30 | copy |  | 01 | CE04OSHY-PN01C | 02
CE04OSHY |  | 1 | CE04OSHY-DP01B |  | CE04OSHY-DP01B | DP | 01B | Deep Profiler | 01B | Coastal Endurance Oregon Offshore | Deep Profiler 01B | Deep Profiler 01B - Coastal Endurance Oregon Offshore | RSN-PCDP | CPOP-ROMS | EA | Yes | Via Docking Station PD | [5 empty] | CE04OSHY-LV01C
CE04OSHY |  | 1 | CE04OSHY-PC01B |  | CE04OSHY-PC01B | PC | 01B | 200 m Platform | 01B | Coastal Endurance Oregon Offshore | 200 m Platform 01B | 200 m Platform 01B - Coastal Endurance Oregon Offshore | RSN-PC | CPOP-ROMS | EA | Yes | [5 empty] | 01 | CE04OSHY-LV01C | 02
CE04OSHY | No |  | CE04OSHY-SC01B | CE04OSHY-PC01B | CE04OSHY-PC01B | SC | 01B | Shallow Profiler | 01B | Coastal Endurance Oregon Offshore | Shallow Profiler 01B | Shallow Profiler 01B - Coastal Endurance Oregon Offshore | RSN-PCSF | CPOP-ROMS | EA | Yes | [5 empty] | 01 | CE04OSHY-PC01B | 02
CE04OSHY |  |  | CE04OSHY-SF01B | CE04OSHY-PC01B | CE04OSHY-PC01B | SF | 01B | Shallow Profiler Science Float | 01B | Coastal Endurance Oregon Offshore | Shallow Profiler Science Float 01B | Shallow Profiler Science Float 01B - Coastal Endurance Oregon Offshore | RSN-PCSF | CPOP-ROMS | EA | Yes | [5 empty] | 01 | CE04OSHY-SC01B | 04
CE04OSSM | No | 1 | CE04OSSM-SM001 |  | CE04OSSM-SM001 | SM | 001 | Standard Power Surface Mooring |  | Coastal Endurance Oregon Offshore | Standard Power Surface Mooring | Standard Power Surface Mooring - Coastal Endurance Oregon Offshore | DCL-PCFP | CICU-SMPC | EA
CE04OSSM |  |  | CE04OSSM-RI002 | CE04OSSM-SM001 | CE04OSSM-SM001 | RI | 002 | Mooring Riser | 002 | Coastal Endurance Oregon Offshore | Mooring Riser 002 | Mooring Riser 002 - Coastal Endurance Oregon Offshore | DCL-PCFP | CICU-SMPC | EA
CE04OSSM |  |  | CE04OSSM-RI003 | CE04OSSM-SM001 | CE04OSSM-SM001 | RI | 003 | Mooring Riser | 003 | Coastal Endurance Oregon Offshore | Mooring Riser 003 | Mooring Riser 003 - Coastal Endurance Oregon Offshore | DCL-PCFP | CICU-SMPC | EA
CE04OSSM |  |  | CE04OSSM-SB001 | CE04OSSM-SM001 | CE04OSSM-SM001 | SB | 001 | Surface Buoy | 001 | Coastal Endurance Oregon Offshore | Surface Buoy 001 | Surface Buoy 001 - Coastal Endurance Oregon Offshore | DCL-PCFP | CICU-SMPC | EA
CE05MOAS |  | 1 | CE05MOAS-GL001 |  | CE05MOAS-GL001 | GL | 001 | Ocean Glider | 001 | Coastal Endurance Mobile Zone | Ocean Glider 001 | Ocean Glider 001 - Coastal Endurance Mobile Zone | CGVN-PC | CPOP-CGDS | EA
CE05MOAS |  | 1 | CE05MOAS-GL002 |  | CE05MOAS-GL002 | GL | 002 | Ocean Glider | 002 | Coastal Endurance Mobile Zone | Ocean Glider 002 | Ocean Glider 002 - Coastal Endurance Mobile Zone | CGVN-PC | CPOP-CGDS | EA
CE05MOAS |  | 1 | CE05MOAS-GL003 |  | CE05MOAS-GL003 | GL | 003 | Ocean Glider | 003 | Coastal Endurance Mobile Zone | Ocean Glider 003 | Ocean Glider 003 - Coastal Endurance Mobile Zone | CGVN-PC | CPOP-CGDS | EA
CE05MOAS |  | 1 | CE05MOAS-GL004 |  | CE05MOAS-GL004 | GL | 004 | Ocean Glider | 004 | Coastal Endurance Mobile Zone | Ocean Glider 004 | Ocean Glider 004 - Coastal Endurance Mobile Zone | CGVN-PC | CPOP-CGDS | EA
CE05MOAS |  | 1 | CE05MOAS-GL005 |  | CE05MOAS-GL005 | GL | 005 | Ocean Glider | 005 | Coastal Endurance Mobile Zone | Ocean Glider 005 | Ocean Glider 005 - Coastal Endurance Mobile Zone | CGVN-PC | CPOP-CGDS | EA
CE05MOAS |  | 1 | CE05MOAS-GL006 |  | CE05MOAS-GL006 | GL | 006 | Ocean Glider | 006 | Coastal Endurance Mobile Zone | Ocean Glider 006 | Ocean Glider 006 - Coastal Endurance Mobile Zone | CGVN-PC | CPOP-CGDS | EA
CE06ISSM | No | 1 | CE06ISSM-LM001 |  | CE06ISSM-LM001 | LM | 001 | Low Power Surface Mooring |  | Coastal Endurance Washington Inshore | Low Power Surface Mooring | Low Power Surface Mooring - Coastal Endurance Washington Inshore | DCL-PCLP | CPOP-CMDS | EA
CE06ISSM |  |  | CE06ISSM-MF004 | CE06ISSM-LM001 | CE06ISSM-LM001 | MF | 004 | Multi-Function Node | 004 | Coastal Endurance Washington Inshore | Multi-Function Node 004 | Multi-Function Node 004 - Coastal Endurance Washington Inshore | DCL-PCLP | CPOP-CMDS | EA
CE06ISSM |  |  | CE06ISSM-MF005 | CE06ISSM-LM001 | CE06ISSM-LM001 | MF | 005 | Multi-Function Node | 005 | Coastal Endurance Washington Inshore | Multi-Function Node 005 | Multi-Function Node 005 - Coastal Endurance Washington Inshore | DCL-PCLP | CPOP-CMDS | EA
CE06ISSM |  |  | CE06ISSM-RI002 | CE06ISSM-LM001 | CE06ISSM-LM001 | RI | 002 | Mooring Riser | 002 | Coastal Endurance Washington Inshore | Mooring Riser 002 | Mooring Riser 002 - Coastal Endurance Washington Inshore | DCL-PCLP | CPOP-CMDS | EA
CE06ISSM |  |  | CE06ISSM-RI003 | CE06ISSM-LM001 | CE06ISSM-LM001 | RI | 003 | Mooring Riser | 003 | Coastal Endurance Washington Inshore | Mooring Riser 003 | Mooring Riser 003 - Coastal Endurance Washington Inshore | DCL-PCLP | CPOP-CMDS | EA
CE06ISSM |  |  | CE06ISSM-SB001 | CE06ISSM-LM001 | CE06ISSM-LM001 | SB | 001 | Surface Buoy | 001 | Coastal Endurance Washington Inshore | Surface Buoy 001 | Surface Buoy 001 - Coastal Endurance Washington Inshore | DCL-PCLP | CPOP-CMDS | EA
CE06ISSP | No | 1 | CE06ISSP-CP001 |  | CE06ISSP-CP001 | CP | 001 | Surface Piercing Profiler Mooring |  | Coastal Endurance Washington Inshore | Surface Piercing Profiler Mooring | Surface Piercing Profiler Mooring - Coastal Endurance Washington Inshore | CPVN-PC | CPOP-CMDS | EA
CE06ISSP |  |  | CE06ISSP-SP001 | CE06ISSP-CP001 | CE06ISSP-CP001 | SP | 001 | Surface-Piercing Profiler | 001 | Coastal Endurance Washington Inshore | Surface-Piercing Profiler 001 | Surface-Piercing Profiler 001 - Coastal Endurance Washington Inshore | CPVN-PC | CPOP-CMDS | EA
CE07SHSM | No | 1 | CE07SHSM-HM001 |  | CE07SHSM-HM001 | HM | 001 | High Power Surface Mooring |  | Coastal Endurance Washington Shelf | High Power Surface Mooring | High Power Surface Mooring - Coastal Endurance Washington Shelf | DCL-PCFP | CICU-SMPC | EA
CE07SHSM |  |  | CE07SHSM-MF004 | CE07SHSM-HM001 | CE07SHSM-HM001 | MF | 004 | Multi-Function Node | 004 | Coastal Endurance Washington Shelf | Multi-Function Node 004 | Multi-Function Node 004 - Coastal Endurance Washington Shelf | DCL-PCFP | CICU-SMPC | EA
CE07SHSM |  |  | CE07SHSM-MF005 | CE07SHSM-HM001 | CE07SHSM-HM001 | MF | 005 | Multi-Function Node | 005 | Coastal Endurance Washington Shelf | Multi-Function Node 005 | Multi-Function Node 005 - Coastal Endurance Washington Shelf | DCL-PCFP | CICU-SMPC | EA
CE07SHSM |  |  | CE07SHSM-RI002 | CE07SHSM-HM001 | CE07SHSM-HM001 | RI | 002 | Mooring Riser | 002 | Coastal Endurance Washington Shelf | Mooring Riser 002 | Mooring Riser 002 - Coastal Endurance Washington Shelf | DCL-PCFP | CICU-SMPC | EA
CE07SHSM |  |  | CE07SHSM-RI003 | CE07SHSM-HM001 | CE07SHSM-HM001 | RI | 003 | Mooring Riser | 003 | Coastal Endurance Washington Shelf | Mooring Riser 003 | Mooring Riser 003 - Coastal Endurance Washington Shelf | DCL-PCFP | CICU-SMPC | EA
CE07SHSM |  |  | CE07SHSM-SB001 | CE07SHSM-HM001 | CE07SHSM-HM001 | SB | 001 | Surface Buoy | 001 | Coastal Endurance Washington Shelf | Surface Buoy 001 | Surface Buoy 001 - Coastal Endurance Washington Shelf | DCL-PCFP | CICU-SMPC | EA
CE07SHSP | No | 1 | CE07SHSP-CP001 |  | CE07SHSP-CP001 | CP | 001 | Surface Piercing Profiler Mooring |  | Coastal Endurance Washington Shelf | Surface Piercing Profiler Mooring | Surface Piercing Profiler Mooring - Coastal Endurance Washington Shelf | CPVN-PC | CPOP-CMDS | EA |  |  | 2013-10-25 | 2013-10-28 | candidate
CE07SHSP |  |  | CE07SHSP-SP001 | CE07SHSP-CP001 | CE07SHSP-CP001 | SP | 001 | Surface-Piercing Profiler | 001 | Coastal Endurance Washington Shelf | Surface-Piercing Profiler 001 | Surface-Piercing Profiler 001 - Coastal Endurance Washington Shelf | CPVN-PC | CPOP-CMDS | EA |  |  | 2013-10-25 | 2013-10-28 | candidate
CE09OSPM |  | 1 | CE09OSPM-WF001 |  | CE09OSPM-WF001 | WF | 001 | Wire-Following Profiler |  | Coastal Endurance Washington Offshore | Wire-Following Profiler | Wire-Following Profiler - Coastal Endurance Washington Offshore | DCL-STC | CPOP-CMDS | EA |  | Change node type to PM in SAF | 2013-10-25 | 2013-10-28 | candidate
CE09OSSM | No | 1 | CE09OSSM-HM001 |  | CE09OSSM-HM001 | HM | 001 | High Power Surface Mooring |  | Coastal Endurance Washington Offshore | High Power Surface Mooring | High Power Surface Mooring - Coastal Endurance Washington Offshore | DCL-PCFP | CICU-SMPC | EA
CE09OSSM |  |  | CE09OSSM-MF004 | CE09OSSM-HM001 | CE09OSSM-HM001 | MF | 004 | Multi-Function Node | 004 | Coastal Endurance Washington Offshore | Multi-Function Node 004 | Multi-Function Node 004 - Coastal Endurance Washington Offshore | DCL-PCFP | CICU-SMPC | EA
CE09OSSM |  |  | CE09OSSM-MF005 | CE09OSSM-HM001 | CE09OSSM-HM001 | MF | 005 | Multi-Function Node | 005 | Coastal Endurance Washington Offshore | Multi-Function Node 005 | Multi-Function Node 005 - Coastal Endurance Washington Offshore | DCL-PCFP | CICU-SMPC | EA
CE09OSSM |  |  | CE09OSSM-RI002 | CE09OSSM-HM001 | CE09OSSM-HM001 | RI | 002 | Mooring Riser | 002 | Coastal Endurance Washington Offshore | Mooring Riser 002 | Mooring Riser 002 - Coastal Endurance Washington Offshore | DCL-PCFP | CICU-SMPC | EA
CE09OSSM |  |  | CE09OSSM-RI003 | CE09OSSM-HM001 | CE09OSSM-HM001 | RI | 003 | Mooring Riser | 003 | Coastal Endurance Washington Offshore | Mooring Riser 003 | Mooring Riser 003 - Coastal Endurance Washington Offshore | DCL-PCFP | CICU-SMPC | EA
CE09OSSM |  |  | CE09OSSM-SB001 | CE09OSSM-HM001 | CE09OSSM-HM001 | SB | 001 | Surface Buoy | 001 | Coastal Endurance Washington Offshore | Surface Buoy 001 | Surface Buoy 001 - Coastal Endurance Washington Offshore | DCL-PCFP | CICU-SMPC | EA
CP01CNSM | No | 1 | CP01CNSM-HM001 |  | CP01CNSM-HM001 | HM | 001 | High Power Surface Mooring |  | Coastal Pioneer Central | High Power Surface Mooring | High Power Surface Mooring - Coastal Pioneer Central | DCL-PCFP | CICU-SMPC | CG |  |  | 2013-11-22 | 2013-12-05 | candidate
CP01CNSM |  |  | CP01CNSM-MF004 | CP01CNSM-HM001 | CP01CNSM-HM001 | MF | 004 | Multi-Function Node | 004 | Coastal Pioneer Central | Multi-Function Node 004 | Multi-Function Node 004 - Coastal Pioneer Central | DCL-PCFP | CICU-SMPC | CG |  |  | 2013-11-22 | 2013-12-05 | candidate
CP01CNSM |  |  | CP01CNSM-MF005 | CP01CNSM-HM001 | CP01CNSM-HM001 | MF | 005 | Multi-Function Node | 005 | Coastal Pioneer Central | Multi-Function Node 005 | Multi-Function Node 005 - Coastal Pioneer Central | DCL-PCFP | CICU-SMPC | CG |  |  | 2013-11-22 | 2013-12-05 | candidate
CP01CNSM |  |  | CP01CNSM-RI002 | CP01CNSM-HM001 | CP01CNSM-HM001 | RI | 002 | Mooring Riser | 002 | Coastal Pioneer Central | Mooring Riser 002 | Mooring Riser 002 - Coastal Pioneer Central | DCL-PCFP | CICU-SMPC | CG |  |  | 2013-11-22 | 2013-12-05 | candidate
CP01CNSM |  |  | CP01CNSM-RI003 | CP01CNSM-HM001 | CP01CNSM-HM001 | RI | 003 | Mooring Riser | 003 | Coastal Pioneer Central | Mooring Riser 003 | Mooring Riser 003 - Coastal Pioneer Central | DCL-PCFP | CICU-SMPC | CG |  |  | 2013-11-22 | 2013-12-05 | candidate
CP01CNSM |  |  | CP01CNSM-SB001 | CP01CNSM-HM001 | CP01CNSM-HM001 | SB | 001 | Surface Buoy | 001 | Coastal Pioneer Central | Surface Buoy 001 | Surface Buoy 001 - Coastal Pioneer Central | DCL-PCFP | CICU-SMPC | CG
CP01CNSP | No | 1 | CP01CNSP-CP001 |  | CP01CNSP-CP001 | CP | 001 | Surface Piercing Profiler Mooring |  | Coastal Pioneer Central | Surface Piercing Profiler Mooring | Surface Piercing Profiler Mooring - Coastal Pioneer Central | CPVN-PC | CPOP-CMDS | CG
CP01CNSP |  |  | CP01CNSP-SP001 | CP01CNSP-CP001 | CP01CNSP-CP001 | SP | 001 | Surface-Piercing Profiler | 001 | Coastal Pioneer Central | Surface-Piercing Profiler 001 | Surface-Piercing Profiler 001 - Coastal Pioneer Central | CPVN-PC | CPOP-CMDS | CG
CP02PMCI |  | 1 | CP02PMCI-WF001 |  | CP02PMCI-WF001 | WF | 001 | Wire-Following Profiler |  | Coastal Pioneer Central Inshore | Wire-Following Profiler | Wire-Following Profiler - Coastal Pioneer Central Inshore | DCL-STC | CPOP-CMDS | CG |  | Change node type to PM in SAF | 2013-11-22 | 2013-12-05 | candidate
CP02PMCI |  |  | CP02PMCI-RI001 | CP02PMCI-WF001 | CP02PMCI-WF001 | RI | 001 | Mooring Riser | 001 | Coastal Pioneer Central Inshore | Mooring Riser 001 | Mooring Riser 001 - Coastal Pioneer Central Inshore | DCL-STC | CPOP-CMDS | CG |  | Parent RD may change | 2013-11-22 | 2013-12-05 | candidate
CP02PMCO |  | 1 | CP02PMCO-WF001 |  | CP02PMCO-WF001 | WF | 001 | Wire-Following Profiler |  | Coastal Pioneer Central Offshore | Wire-Following Profiler | Wire-Following Profiler - Coastal Pioneer Central Offshore | DCL-STC | CPOP-CMDS | CG |  | Change node type to PM in SAF | 2013-11-22 | 2013-12-05 | candidate
CP02PMCO |  |  | CP02PMCO-RI001 | CP02PMCO-WF001 | CP02PMCO-WF001 | RI | 001 | Mooring Riser | 001 | Coastal Pioneer Central Offshore | Mooring Riser 001 | Mooring Riser 001 - Coastal Pioneer Central Offshore | DCL-STC | CPOP-CMDS | CG |  | Parent RD may change | 2013-11-22 | 2013-12-05 | candidate
CP02PMUI |  | 1 | CP02PMUI-WF001 |  | CP02PMUI-WF001 | WF | 001 | Wire-Following Profiler |  | Coastal Pioneer Upstream Inshore | Wire-Following Profiler | Wire-Following Profiler - Coastal Pioneer Upstream Inshore | DCL-STC | CPOP-CMDS | CG |  | Change node type to PM in SAF | 2013-11-22 | 2013-12-05 | candidate
CP02PMUI |  |  | CP02PMUI-RI001 | CP02PMUI-WF001 | CP02PMUI-WF001 | RI | 001 | Mooring Riser | 001 | Coastal Pioneer Upstream Inshore | Mooring Riser 001 | Mooring Riser 001 - Coastal Pioneer Upstream Inshore | DCL-STC | CPOP-CMDS | CG |  | Parent RD may change | 2013-11-22 | 2013-12-05 | candidate
CP02PMUO |  | 1 | CP02PMUO-WF001 |  | CP02PMUO-WF001 | WF | 001 | Wire-Following Profiler |  | Coastal Pioneer Upstream Offshore | Wire-Following Profiler | Wire-Following Profiler - Coastal Pioneer Upstream Offshore | DCL-STC | CPOP-CMDS | CG |  | Change node type to PM in SAF | 2013-11-22 | 2013-12-05 | candidate
CP02PMUO |  |  | CP02PMUO-RI001 | CP02PMUO-WF001 | CP02PMUO-WF001 | RI | 001 | Mooring Riser | 001 | Coastal Pioneer Upstream Offshore | Mooring Riser 001 | Mooring Riser 001 - Coastal Pioneer Upstream Offshore | DCL-STC | CPOP-CMDS | CG |  | Parent RD may change | 2013-11-22 | 2013-12-05 | candidate
CP03ISSM | No | 1 | CP03ISSM-HM001 |  | CP03ISSM-HM001 | HM | 001 | High Power Surface Mooring |  | Coastal Pioneer Inshore | High Power Surface Mooring | High Power Surface Mooring - Coastal Pioneer Inshore | DCL-PCFP | CICU-SMPC | CG
CP03ISSM |  |  | CP03ISSM-MF004 | CP03ISSM-HM001 | CP03ISSM-HM001 | MF | 004 | Multi-Function Node | 004 | Coastal Pioneer Inshore | Multi-Function Node 004 | Multi-Function Node 004 - Coastal Pioneer Inshore | DCL-PCFP | CICU-SMPC | CG
CP03ISSM |  |  | CP03ISSM-MF005 | CP03ISSM-HM001 | CP03ISSM-HM001 | MF | 005 | Multi-Function Node | 005 | Coastal Pioneer Inshore | Multi-Function Node 005 | Multi-Function Node 005 - Coastal Pioneer Inshore | DCL-PCFP | CICU-SMPC | CG
CP03ISSM |  |  | CP03ISSM-RI002 | CP03ISSM-HM001 | CP03ISSM-HM001 | RI | 002 | Mooring Riser | 002 | Coastal Pioneer Inshore | Mooring Riser 002 | Mooring Riser 002 - Coastal Pioneer Inshore | DCL-PCFP | CICU-SMPC | CG
CP03ISSM |  |  | CP03ISSM-RI003 | CP03ISSM-HM001 | CP03ISSM-HM001 | RI | 003 | Mooring Riser | 003 | Coastal Pioneer Inshore | Mooring Riser 003 | Mooring Riser 003 - Coastal Pioneer Inshore | DCL-PCFP | CICU-SMPC | CG
CP03ISSM |  |  | CP03ISSM-SB001 | CP03ISSM-HM001 | CP03ISSM-HM001 | SB | 001 | Surface Buoy | 001 | Coastal Pioneer Inshore | Surface Buoy 001 | Surface Buoy 001 - Coastal Pioneer Inshore | DCL-PCFP | CICU-SMPC | CG
CP03ISSP | No | 1 | CP03ISSP-CP001 |  | CP03ISSP-CP001 | CP | 001 | Surface Piercing Profiler Mooring |  | Coastal Pioneer Inshore | Surface Piercing Profiler Mooring | Surface Piercing Profiler Mooring - Coastal Pioneer Inshore | CPVN-PC | CPOP-CMDS | CG
CP03ISSP |  |  | CP03ISSP-SP001 | CP03ISSP-CP001 | CP03ISSP-CP001 | SP | 001 | Surface-Piercing Profiler | 001 | Coastal Pioneer Inshore | Surface-Piercing Profiler 001 | Surface-Piercing Profiler 001 - Coastal Pioneer Inshore | CPVN-PC | CPOP-CMDS | CG
CP04OSPM |  | 1 | CP04OSPM-WF001 |  | CP04OSPM-WF001 | WF | 001 | Wire-Following Profiler |  | Coastal Pioneer Offshore | Wire-Following Profiler | Wire-Following Profiler - Coastal Pioneer Offshore | DCL-STC | CPOP-CMDS | CG |  | Change node type to PM in SAF | 2013-11-22 | 2013-12-05 | candidate
CP04OSSM | No | 1 | CP04OSSM-HM001 |  | CP04OSSM-HM001 | HM | 001 | High Power Surface Mooring |  | Coastal Pioneer Offshore | High Power Surface Mooring | High Power Surface Mooring - Coastal Pioneer Offshore | DCL-PCFP | CICU-SMPC | CG
CP04OSSM |  |  | CP04OSSM-MF004 | CP04OSSM-HM001 | CP04OSSM-HM001 | MF | 004 | Multi-Function Node | 004 | Coastal Pioneer Offshore | Multi-Function Node 004 | Multi-Function Node 004 - Coastal Pioneer Offshore | DCL-PCFP | CICU-SMPC | CG
CP04OSSM |  |  | CP04OSSM-MF005 | CP04OSSM-HM001 | CP04OSSM-HM001 | MF | 005 | Multi-Function Node | 005 | Coastal Pioneer Offshore | Multi-Function Node 005 | Multi-Function Node 005 - Coastal Pioneer Offshore | DCL-PCFP | CICU-SMPC | CG
CP04OSSM |  |  | CP04OSSM-RI002 | CP04OSSM-HM001 | CP04OSSM-HM001 | RI | 002 | Mooring Riser | 002 | Coastal Pioneer Offshore | Mooring Riser 002 | Mooring Riser 002 - Coastal Pioneer Offshore | DCL-PCFP | CICU-SMPC | CG
CP04OSSM |  |  | CP04OSSM-RI003 | CP04OSSM-HM001 | CP04OSSM-HM001 | RI | 003 | Mooring Riser | 003 | Coastal Pioneer Offshore | Mooring Riser 003 | Mooring Riser 003 - Coastal Pioneer Offshore | DCL-PCFP | CICU-SMPC | CG
CP04OSSM |  |  | CP04OSSM-SB001 | CP04OSSM-HM001 | CP04OSSM-HM001 | SB | 001 | Surface Buoy | 001 | Coastal Pioneer Offshore | Surface Buoy 001 | Surface Buoy 001 - Coastal Pioneer Offshore | DCL-PCFP | CICU-SMPC | CG
CP05MOAS |  | 1 | CP05MOAS-AV001 |  | CP05MOAS-AV001 | AV | 001 | Automous Underwater Vehicle | 001 | Coastal Pioneer Mobile Zone | Automous Underwater Vehicle 001 | Automous Underwater Vehicle 001 - Coastal Pioneer Mobile Zone | AVVN-PC | CPOP-AVDS | CG |  |  | 2013-11-22 | 2013-12-05 | candidate
CP05MOAS |  | 1 | CP05MOAS-AV002 |  | CP05MOAS-AV002 | AV | 002 | Automous Underwater Vehicle | 002 | Coastal Pioneer Mobile Zone | Automous Underwater Vehicle 002 | Automous Underwater Vehicle 002 - Coastal Pioneer Mobile Zone | AVVN-PC | CPOP-AVDS | CG |  |  | 2013-11-22 | 2013-12-05 | candidate
CP05MOAS |  | 1 | CP05MOAS-AV003 |  | CP05MOAS-AV003 | AV | 003 | Automous Underwater Vehicle | 003 | Coastal Pioneer Mobile Zone | Automous Underwater Vehicle 003 | Automous Underwater Vehicle 003 - Coastal Pioneer Mobile Zone | AVVN-PC | CPOP-AVDS | CG |  |  | 2013-11-22 | 2013-12-05 | candidate
CP05MOAS |  | 1 | CP05MOAS-GL001 |  | CP05MOAS-GL001 | GL | 001 | Ocean Glider | 001 | Coastal Pioneer Mobile Zone | Ocean Glider 001 | Ocean Glider 001 - Coastal Pioneer Mobile Zone | CGVN-PC | CPOP-CGDS | CG |  |  | 2013-11-22 | 2013-12-05 | candidate
CP05MOAS |  | 1 | CP05MOAS-GL002 |  | CP05MOAS-GL002 | GL | 002 | Ocean Glider | 002 | Coastal Pioneer Mobile Zone | Ocean Glider 002 | Ocean Glider 002 - Coastal Pioneer Mobile Zone | CGVN-PC | CPOP-CGDS | CG |  |  | 2013-11-22 | 2013-12-05 | candidate
CP05MOAS |  | 1 | CP05MOAS-GL003 |  | CP05MOAS-GL003 | GL | 003 | Ocean Glider | 003 | Coastal Pioneer Mobile Zone | Ocean Glider 003 | Ocean Glider 003 - Coastal Pioneer Mobile Zone | CGVN-PC | CPOP-CGDS | CG |  |  | 2013-11-22 | 2013-12-05 | candidate
CP05MOAS |  | 1 | CP05MOAS-GL004 |  | CP05MOAS-GL004 | GL | 004 | Ocean Glider | 004 | Coastal Pioneer Mobile Zone | Ocean Glider 004 | Ocean Glider 004 - Coastal Pioneer Mobile Zone | CGVN-PC | CPOP-CGDS | CG |  |  | 2013-11-22 | 2013-12-05 | candidate
CP05MOAS |  | 1 | CP05MOAS-GL005 |  | CP05MOAS-GL005 | GL | 005 | Ocean Glider | 005 | Coastal Pioneer Mobile Zone | Ocean Glider 005 | Ocean Glider 005 - Coastal Pioneer Mobile Zone | CGVN-PC | CPOP-CGDS | CG |  |  | 2013-11-22 | 2013-12-05 | candidate
CP05MOAS |  | 1 | CP05MOAS-GL006 |  | CP05MOAS-GL006 | GL | 006 | Ocean Glider | 006 | Coastal Pioneer Mobile Zone | Ocean Glider 006 | Ocean Glider 006 - Coastal Pioneer Mobile Zone | CGVN-PC | CPOP-CGDS | CG |  |  | 2013-11-22 | 2013-12-05 | candidate
GA01SUMO | No | 1 | GA01SUMO-SM001 |  | GA01SUMO-SM001 | SM | 001 | Standard Power Surface Mooring |  | Global Argentine Basin Surface | Standard Power Surface Mooring | Standard Power Surface Mooring - Global Argentine Basin Surface | DCL-PCFP | CICU-SMPC | CG
GA01SUMO |  |  | GA01SUMO-RI002 | GA01SUMO-SM001 | GA01SUMO-SM001 | RI | 002 | Mooring Riser | 002 | Global Argentine Basin Surface | Mooring Riser 002 | Mooring Riser 002 - Global Argentine Basin Surface | DCL-PCFP | CICU-SMPC | CG
GA01SUMO |  |  | GA01SUMO-RI003 | GA01SUMO-SM001 | GA01SUMO-SM001 | RI | 003 | Mooring Riser | 003 | Global Argentine Basin Surface | Mooring Riser 003 | Mooring Riser 003 - Global Argentine Basin Surface | DCL-PCFP | CICU-SMPC | CG
GA01SUMO |  |  | GA01SUMO-SB001 | GA01SUMO-SM001 | GA01SUMO-SM001 | SB | 001 | Surface Buoy | 001 | Global Argentine Basin Surface | Surface Buoy 001 | Surface Buoy 001 - Global Argentine Basin Surface | DCL-PCFP | CICU-SMPC | CG
GA02HYPM | No | 1 | GA02HYPM-GP001 |  | GA02HYPM-GP001 | GP | 001 | Hybrid Profiler Mooring |  | Global Argentine Basin Subsurface | Hybrid Profiler Mooring | Hybrid Profiler Mooring - Global Argentine Basin Subsurface | SIO-PC | CPOP-GMDS | CG
GA02HYPM |  |  | GA02HYPM-MP003 | GA02HYPM-GP001 | GA02HYPM-GP001 | MP | 003 | Mid-Water Platform | 003 | Global Argentine Basin Subsurface | Mid-Water Platform 003 | Mid-Water Platform 003 - Global Argentine Basin Subsurface | SIO-PC | CPOP-GMDS | CG
GA02HYPM |  |  | GA02HYPM-SP001 | GA02HYPM-GP001 | GA02HYPM-GP001 | SP | 001 | Surface-Piercing Profiler | 001 | Global Argentine Basin Subsurface | Surface-Piercing Profiler 001 | Surface-Piercing Profiler 001 - Global Argentine Basin Subsurface | SIO-PC | CPOP-GMDS | CG
GA02HYPM |  |  | GA02HYPM-WF002 | GA02HYPM-GP001 | GA02HYPM-GP001 | WF | 002 | Wire-Following Profiler | 002 | Global Argentine Basin Subsurface | Wire-Following Profiler 002 | Wire-Following Profiler 002 - Global Argentine Basin Subsurface | SIO-PC | CPOP-GMDS | CG
GA02HYPM |  |  | GA02HYPM-WF004 | GA02HYPM-GP001 | GA02HYPM-GP001 | WF | 004 | Wire-Following Profiler | 004 | Global Argentine Basin Subsurface | Wire-Following Profiler 004 | Wire-Following Profiler 004 - Global Argentine Basin Subsurface | SIO-PC | CPOP-GMDS | CG
GA03FLMA | No | 1 | GA03FLMA-FM001 |  | GA03FLMA-FM001 | FM | 001 | Low Power Sub-surface Mooring | A | Global Argentine Basin Mesoscale Flanking A | Low Power Sub-surface Mooring A | Low Power Sub-surface Mooring A - Global Argentine Basin Mesoscale Flanking A | SIO-PC | CPOP-GMDS | CG
GA03FLMA |  |  | GA03FLMA-RI001 | GA03FLMA-FM001 | GA03FLMA-FM001 | RI | 001 | Mooring Riser | 001 | Global Argentine Basin Mesoscale Flanking A | Mooring Riser 001 | Mooring Riser 001 - Global Argentine Basin Mesoscale Flanking A | SIO-PC | CPOP-GMDS | CG
GA03FLMB | No | 1 | GA03FLMB-FM001 |  | GA03FLMB-FM001 | FM | 001 | Low Power Sub-surface Mooring | B | Global Argentine Basin Mesoscale Flanking B | Low Power Sub-surface Mooring B | Low Power Sub-surface Mooring B - Global Argentine Basin Mesoscale Flanking B | SIO-PC | CPOP-GMDS | CG
GA03FLMB |  |  | GA03FLMB-RI001 | GA03FLMB-FM001 | GA03FLMB-FM001 | RI | 001 | Mooring Riser | 001 | Global Argentine Basin Mesoscale Flanking B | Mooring Riser 001 | Mooring Riser 001 - Global Argentine Basin Mesoscale Flanking B | SIO-PC | CPOP-GMDS | CG
GA05MOAS |  | 1 | GA05MOAS-GL001 |  | GA05MOAS-GL001 | GL | 001 | Ocean Glider | 001 | Global Argentine Basin Mobile Zone | Ocean Glider 001 | Ocean Glider 001 - Global Argentine Basin Mobile Zone | OGVN-PC | CPOP-OGDS | CG
GA05MOAS |  | 1 | GA05MOAS-GL002 |  | GA05MOAS-GL002 | GL | 002 | Ocean Glider | 002 | Global Argentine Basin Mobile Zone | Ocean Glider 002 | Ocean Glider 002 - Global Argentine Basin Mobile Zone | OGVN-PC | CPOP-OGDS | CG
GA05MOAS |  | 1 | GA05MOAS-GL003 |  | GA05MOAS-GL003 | GL | 003 | Ocean Glider | 003 | Global Argentine Basin Mobile Zone | Ocean Glider 003 | Ocean Glider 003 - Global Argentine Basin Mobile Zone | OGVN-PC | CPOP-OGDS | CG
GI01SUMO | No | 1 | GI01SUMO-SM001 |  | GI01SUMO-SM001 | SM | 001 | Standard Power Surface Mooring |  | Global Irminger Sea Surface | Standard Power Surface Mooring | Standard Power Surface Mooring - Global Irminger Sea Surface | DCL-PCFP | CICU-SMPC | CG
GI01SUMO |  |  | GI01SUMO-RI002 | GI01SUMO-SM001 | GI01SUMO-SM001 | RI | 002 | Mooring Riser | 002 | Global Irminger Sea Surface | Mooring Riser 002 | Mooring Riser 002 - Global Irminger Sea Surface | DCL-PCFP | CICU-SMPC | CG
GI01SUMO |  |  | GI01SUMO-RI003 | GI01SUMO-SM001 | GI01SUMO-SM001 | RI | 003 | Mooring Riser | 003 | Global Irminger Sea Surface | Mooring Riser 003 | Mooring Riser 003 - Global Irminger Sea Surface | DCL-PCFP | CICU-SMPC | CG
GI01SUMO |  |  | GI01SUMO-SB001 | GI01SUMO-SM001 | GI01SUMO-SM001 | SB | 001 | Surface Buoy | 001 | Global Irminger Sea Surface | Surface Buoy 001 | Surface Buoy 001 - Global Irminger Sea Surface | DCL-PCFP | CICU-SMPC | CG
GI02HYPM | No | 1 | GI02HYPM-GP001 |  | GI02HYPM-GP001 | GP | 001 | Hybrid Profiler Mooring |  | Global Irminger Sea Subsurface | Hybrid Profiler Mooring | Hybrid Profiler Mooring - Global Irminger Sea Subsurface | SIO-PC | CPOP-GMDS | CG
GI02HYPM |  |  | GI02HYPM-MP003 | GI02HYPM-GP001 | GI02HYPM-GP001 | MP | 003 | Mid-Water Platform | 003 | Global Irminger Sea Subsurface | Mid-Water Platform 003 | Mid-Water Platform 003 - Global Irminger Sea Subsurface | SIO-PC | CPOP-GMDS | CG
GI02HYPM |  |  | GI02HYPM-SP001 | GI02HYPM-GP001 | GI02HYPM-GP001 | SP | 001 | Surface-Piercing Profiler | 001 | Global Irminger Sea Subsurface | Surface-Piercing Profiler 001 | Surface-Piercing Profiler 001 - Global Irminger Sea Subsurface | SIO-PC | CPOP-GMDS | CG
GI02HYPM |  |  | GI02HYPM-WF002 | GI02HYPM-GP001 | GI02HYPM-GP001 | WF | 002 | Wire-Following Profiler | 002 | Global Irminger Sea Subsurface | Wire-Following Profiler 002 | Wire-Following Profiler 002 - Global Irminger Sea Subsurface | SIO-PC | CPOP-GMDS | CG
GI03FLMA | No | 1 | GI03FLMA-FM001 |  | GI03FLMA-FM001 | FM | 001 | Low Power Sub-surface Mooring | A | Global Irminger Sea Mesoscale Flanking A | Low Power Sub-surface Mooring A | Low Power Sub-surface Mooring A - Global Irminger Sea Mesoscale Flanking A | SIO-PC | CPOP-GMDS | CG
GI03FLMA |  |  | GI03FLMA-RI001 | GI03FLMA-FM001 | GI03FLMA-FM001 | RI | 001 | Mooring Riser | 001 | Global Irminger Sea Mesoscale Flanking A | Mooring Riser 001 | Mooring Riser 001 - Global Irminger Sea Mesoscale Flanking A | SIO-PC | CPOP-GMDS | CG
GI03FLMB | No | 1 | GI03FLMB-FM001 |  | GI03FLMB-FM001 | FM | 001 | Low Power Sub-surface Mooring | B | Global Irminger Sea Mesoscale Flanking B | Low Power Sub-surface Mooring B | Low Power Sub-surface Mooring B - Global Irminger Sea Mesoscale Flanking B | SIO-PC | CPOP-GMDS | CG
GI03FLMB |  |  | GI03FLMB-RI001 | GI03FLMB-FM001 | GI03FLMB-FM001 | RI | 001 | Mooring Riser | 001 | Global Irminger Sea Mesoscale Flanking B | Mooring Riser 001 | Mooring Riser 001 - Global Irminger Sea Mesoscale Flanking B | SIO-PC | CPOP-GMDS | CG
GI05MOAS |  | 1 | GI05MOAS-GL001 |  | GI05MOAS-GL001 | GL | 001 | Ocean Glider | 001 | Global Irminger Sea Mobile Zone | Ocean Glider 001 | Ocean Glider 001 - Global Irminger Sea Mobile Zone | OGVN-PC | CPOP-OGDS | CG
GI05MOAS |  | 1 | GI05MOAS-GL002 |  | GI05MOAS-GL002 | GL | 002 | Ocean Glider | 002 | Global Irminger Sea Mobile Zone | Ocean Glider 002 | Ocean Glider 002 - Global Irminger Sea Mobile Zone | OGVN-PC | CPOP-OGDS | CG
GI05MOAS |  | 1 | GI05MOAS-GL003 |  | GI05MOAS-GL003 | GL | 003 | Ocean Glider | 003 | Global Irminger Sea Mobile Zone | Ocean Glider 003 | Ocean Glider 003 - Global Irminger Sea Mobile Zone | OGVN-PC | CPOP-OGDS | CG
GP02HYPM | No | 1 | GP02HYPM-GP001 |  | GP02HYPM-GP001 | GP | 001 | Hybrid Profiler Mooring |  | Global Station Papa Subsurface | Hybrid Profiler Mooring | Hybrid Profiler Mooring - Global Station Papa Subsurface | SIO-PC | CPOP-GMDS | CG |  |  | 2013-07-17 | 2013-08-03 | candidate
GP02HYPM |  |  | GP02HYPM-MP003 | GP02HYPM-GP001 | GP02HYPM-GP001 | MP | 003 | Mid-Water Platform | 003 | Global Station Papa Subsurface | Mid-Water Platform 003 | Mid-Water Platform 003 - Global Station Papa Subsurface | SIO-PC | CPOP-GMDS | CG |  |  | 2013-07-17 | 2013-08-03 | candidate
GP02HYPM |  |  | GP02HYPM-SP001 | GP02HYPM-GP001 | GP02HYPM-GP001 | SP | 001 | Surface-Piercing Profiler | 001 | Global Station Papa Subsurface | Surface-Piercing Profiler 001 | Surface-Piercing Profiler 001 - Global Station Papa Subsurface | SIO-PC | CPOP-GMDS | CG |  |  | 2013-07-17 | 2013-08-03 | candidate
GP02HYPM |  |  | GP02HYPM-WF002 | GP02HYPM-GP001 | GP02HYPM-GP001 | WF | 002 | Wire-Following Profiler | 002 | Global Station Papa Subsurface | Wire-Following Profiler 002 | Wire-Following Profiler 002 - Global Station Papa Subsurface | SIO-PC | CPOP-GMDS | CG |  |  | 2013-07-17 | 2013-08-03 | candidate
GP02HYPM |  |  | GP02HYPM-WF004 | GP02HYPM-GP001 | GP02HYPM-GP001 | WF | 004 | Wire-Following Profiler | 004 | Global Station Papa Subsurface | Wire-Following Profiler 004 | Wire-Following Profiler 004 - Global Station Papa Subsurface | SIO-PC | CPOP-GMDS | CG |  |  | 2013-07-17 | 2013-08-03 | candidate
GP03FLMA | No | 1 | GP03FLMA-FM001 |  | GP03FLMA-FM001 | FM | 001 | Low Power Sub-surface Mooring | A | Global Station Papa Mesoscale Flanking A | Low Power Sub-surface Mooring A | Low Power Sub-surface Mooring A - Global Station Papa Mesoscale Flanking A | SIO-PC | CPOP-GMDS | CG |  |  | 2013-07-17 | 2013-08-03 | candidate
GP03FLMA |  |  | GP03FLMA-RI001 | GP03FLMA-FM001 | GP03FLMA-FM001 | RI | 001 | Mooring Riser | 001 | Global Station Papa Mesoscale Flanking A | Mooring Riser 001 | Mooring Riser 001 - Global Station Papa Mesoscale Flanking A | SIO-PC | CPOP-GMDS | CG |  |  | 2013-07-17 | 2013-08-03 | candidate
GP03FLMB | No | 1 | GP03FLMB-FM001 |  | GP03FLMB-FM001 | FM | 001 | Low Power Sub-surface Mooring | B | Global Station Papa Mesoscale Flanking B | Low Power Sub-surface Mooring B | Low Power Sub-surface Mooring B - Global Station Papa Mesoscale Flanking B | SIO-PC | CPOP-GMDS | CG |  |  | 2013-07-17 | 2013-08-03 | candidate
GP03FLMB |  |  | GP03FLMB-RI001 | GP03FLMB-FM001 | GP03FLMB-FM001 | RI | 001 | Mooring Riser | 001 | Global Station Papa Mesoscale Flanking B | Mooring Riser 001 | Mooring Riser 001 - Global Station Papa Mesoscale Flanking B | SIO-PC | CPOP-GMDS | CG |  |  | 2013-07-17 | 2013-08-03 | candidate
GP05MOAS |  | 1 | GP05MOAS-GL001 |  | GP05MOAS-GL001 | GL | 001 | Ocean Glider | 001 | Global Station Papa Mobile Zone | Ocean Glider 001 | Ocean Glider 001 - Global Station Papa Mobile Zone | OGVN-PC | CPOP-OGDS | CG |  |  | 2013-07-17 | 2013-08-03 | candidate
GP05MOAS |  | 1 | GP05MOAS-GL002 |  | GP05MOAS-GL002 | GL | 002 | Ocean Glider | 002 | Global Station Papa Mobile Zone | Ocean Glider 002 | Ocean Glider 002 - Global Station Papa Mobile Zone | OGVN-PC | CPOP-OGDS | CG |  |  | 2013-07-17 | 2013-08-03 | candidate
GP05MOAS |  | 1 | GP05MOAS-GL003 |  | GP05MOAS-GL003 | GL | 003 | Ocean Glider | 003 | Global Station Papa Mobile Zone | Ocean Glider 003 | Ocean Glider 003 - Global Station Papa Mobile Zone | OGVN-PC | CPOP-OGDS | CG |  |  | 2013-07-17 | 2013-08-03 | candidate
GS01SUMO | No | 1 | GS01SUMO-SM001 |  | GS01SUMO-SM001 | SM | 001 | Standard Power Surface Mooring |  | Global Southern Ocean Surface | Standard Power Surface Mooring | Standard Power Surface Mooring - Global Southern Ocean Surface | DCL-PCFP | CICU-SMPC | CG
GS01SUMO |  |  | GS01SUMO-RI002 | GS01SUMO-SM001 | GS01SUMO-SM001 | RI | 002 | Mooring Riser | 002 | Global Southern Ocean Surface | Mooring Riser 002 | Mooring Riser 002 - Global Southern Ocean Surface | DCL-PCFP | CICU-SMPC | CG
GS01SUMO |  |  | GS01SUMO-RI003 | GS01SUMO-SM001 | GS01SUMO-SM001 | RI | 003 | Mooring Riser | 003 | Global Southern Ocean Surface | Mooring Riser 003 | Mooring Riser 003 - Global Southern Ocean Surface | DCL-PCFP | CICU-SMPC | CG
GS01SUMO |  |  | GS01SUMO-SB001 | GS01SUMO-SM001 | GS01SUMO-SM001 | SB | 001 | Surface Buoy | 001 | Global Southern Ocean Surface | Surface Buoy 001 | Surface Buoy 001 - Global Southern Ocean Surface | DCL-PCFP | CICU-SMPC | CG
GS02HYPM | No | 1 | GS02HYPM-GP001 |  | GS02HYPM-GP001 | GP | 001 | Hybrid Profiler Mooring |  | Global Southern Ocean Subsurface | Hybrid Profiler Mooring | Hybrid Profiler Mooring - Global Southern Ocean Subsurface | SIO-PC | CPOP-GMDS | CG
GS02HYPM |  |  | GS02HYPM-MP003 | GS02HYPM-GP001 | GS02HYPM-GP001 | MP | 003 | Mid-Water Platform | 003 | Global Southern Ocean Subsurface | Mid-Water Platform 003 | Mid-Water Platform 003 - Global Southern Ocean Subsurface | SIO-PC | CPOP-GMDS | CG
GS02HYPM |  |  | GS02HYPM-SP001 | GS02HYPM-GP001 | GS02HYPM-GP001 | SP | 001 | Surface-Piercing Profiler | 001 | Global Southern Ocean Subsurface | Surface-Piercing Profiler 001 | Surface-Piercing Profiler 001 - Global Southern Ocean Subsurface | SIO-PC | CPOP-GMDS | CG
GS02HYPM |  |  | GS02HYPM-WF002 | GS02HYPM-GP001 | GS02HYPM-GP001 | WF | 002 | Wire-Following Profiler | 002 | Global Southern Ocean Subsurface | Wire-Following Profiler 002 | Wire-Following Profiler 002 - Global Southern Ocean Subsurface | SIO-PC | CPOP-GMDS | CG
GS02HYPM |  |  | GS02HYPM-WF004 | GS02HYPM-GP001 | GS02HYPM-GP001 | WF | 004 | Wire-Following Profiler | 004 | Global Southern Ocean Subsurface | Wire-Following Profiler 004 | Wire-Following Profiler 004 - Global Southern Ocean Subsurface | SIO-PC | CPOP-GMDS | CG
GS03FLMA | No | 1 | GS03FLMA-FM001 |  | GS03FLMA-FM001 | FM | 001 | Low Power Sub-surface Mooring | A | Global Southern Ocean Mesoscale Flanking A | Low Power Sub-surface Mooring A | Low Power Sub-surface Mooring A - Global Southern Ocean Mesoscale Flanking A | SIO-PC | CPOP-GMDS | CG
GS03FLMA |  |  | GS03FLMA-RI001 | GS03FLMA-FM001 | GS03FLMA-FM001 | RI | 001 | Mooring Riser | 001 | Global Southern Ocean Mesoscale Flanking A | Mooring Riser 001 | Mooring Riser 001 - Global Southern Ocean Mesoscale Flanking A | SIO-PC | CPOP-GMDS | CG
GS03FLMB | No | 1 | GS03FLMB-FM001 |  | GS03FLMB-FM001 | FM | 001 | Low Power Sub-surface Mooring | B | Global Southern Ocean Mesoscale Flanking B | Low Power Sub-surface Mooring B | Low Power Sub-surface Mooring B - Global Southern Ocean Mesoscale Flanking B | SIO-PC | CPOP-GMDS | CG
GS03FLMB |  |  | GS03FLMB-RI001 | GS03FLMB-FM001 | GS03FLMB-FM001 | RI | 001 | Mooring Riser | 001 | Global Southern Ocean Mesoscale Flanking B | Mooring Riser 001 | Mooring Riser 001 - Global Southern Ocean Mesoscale Flanking B | SIO-PC | CPOP-GMDS | CG
GS05MOAS |  | 1 | GS05MOAS-GL001 |  | GS05MOAS-GL001 | GL | 001 | Ocean Glider | 001 | Global Southern Ocean Mobile Zone | Ocean Glider 001 | Ocean Glider 001 - Global Southern Ocean Mobile Zone | OGVN-PC | CPOP-OGDS | CG
GS05MOAS |  | 1 | GS05MOAS-GL002 |  | GS05MOAS-GL002 | GL | 002 | Ocean Glider | 002 | Global Southern Ocean Mobile Zone | Ocean Glider 002 | Ocean Glider 002 - Global Southern Ocean Mobile Zone | OGVN-PC | CPOP-OGDS | CG
GS05MOAS |  | 1 | GS05MOAS-GL003 |  | GS05MOAS-GL003 | GL | 003 | Ocean Glider | 003 | Global Southern Ocean Mobile Zone | Ocean Glider 003 | Ocean Glider 003 - Global Southern Ocean Mobile Zone | OGVN-PC | CPOP-OGDS | CG
RS00PCSS | No | 1 | RS00PCSS-SS001 |  | RS00PCSS-SS001 | SS | 001 | Shore Station |  | Regional Shore Pacific City | Shore Station | Shore Station - Regional Shore Pacific City | RSN-PC | CPOP-ROMS | RSN |  |  | 2012-03-01 | 2012-03-01 | past
RS00PCSS | No |  | RS00PCSS-SI001 | RS00PCSS-SS001 | RS00PCSS-SS001 | SI | 001 | Shore Infrastructure | Time server | Regional Shore Pacific City | Shore Infrastructure Time server | Shore Infrastructure Time server - Regional Shore Pacific City | RSN-PC | CPOP-ROMS | RSN |  |  | 2012-03-01 | 2012-03-01 | past
RS00PCSS | No |  | RS00PCSS-SI002 | RS00PCSS-SS001 | RS00PCSS-SS001 | SI | 002 | Shore Infrastructure | PFE | Regional Shore Pacific City | Shore Infrastructure PFE | Shore Infrastructure PFE - Regional Shore Pacific City | RSN-PC | CPOP-ROMS | RSN |  |  | 2012-03-01 | 2012-03-01 | past
RS00PCSS | No |  | RS00PCSS-SI003 | RS00PCSS-SS001 | RS00PCSS-SS001 | SI | 003 | Shore Infrastructure | L3-UPS1 | Regional Shore Pacific City | Shore Infrastructure L3-UPS1 | Shore Infrastructure L3-UPS1 - Regional Shore Pacific City | RSN-PC | CPOP-ROMS | RSN |  |  | 2012-03-01 | 2012-03-01 | past
RS00PCSS | No |  | RS00PCSS-SI004 | RS00PCSS-SS001 | RS00PCSS-SS001 | SI | 004 | Shore Infrastructure | L3-UPS2 | Regional Shore Pacific City | Shore Infrastructure L3-UPS2 | Shore Infrastructure L3-UPS2 - Regional Shore Pacific City | RSN-PC | CPOP-ROMS | RSN |  |  | 2012-03-01 | 2012-03-01 | past
RS00PCSS | No |  | RS00PCSS-SI005 | RS00PCSS-SS001 | RS00PCSS-SS001 | SI | 005 | Shore Infrastructure | RSN-UPS1 | Regional Shore Pacific City | Shore Infrastructure RSN-UPS1 | Shore Infrastructure RSN-UPS1 - Regional Shore Pacific City | RSN-PC | CPOP-ROMS | RSN |  |  | 2012-03-01 | 2012-03-01 | past
RS00PCSS | No |  | RS00PCSS-SI006 | RS00PCSS-SS001 | RS00PCSS-SS001 | SI | 006 | Shore Infrastructure | Backhaul | Regional Shore Pacific City | Shore Infrastructure Backhaul | Shore Infrastructure Backhaul - Regional Shore Pacific City | RSN-PC | CPOP-ROMS | RSN |  |  | 2012-03-01 | 2012-03-01 | past
RS00PCSS | No |  | RS00PCSS-SI007 | RS00PCSS-SS001 | RS00PCSS-SS001 | SI | 007 | Shore Infrastructure | SLTE | Regional Shore Pacific City | Shore Infrastructure SLTE | Shore Infrastructure SLTE - Regional Shore Pacific City | RSN-PC | CPOP-ROMS | RSN |  |  | 2012-03-01 | 2012-03-01 | past
RS01SBVM | No | 1 | RS01SBVM-LV01A |  | RS01SBVM-LV01A | LV | 01A | Low Voltage Node | 01A | Regional Hydrate Ridge Slope Base | Low Voltage Node 01A | Low Voltage Node 01A - Regional Hydrate Ridge Slope Base | RSN-PC | CPOP-ROMS | RSN | Yes |  | 2014-08-01 | 2014-08-01 | copy |  | 01 | RS01SLBS-PN01A | 02
RS01SBVM |  | 1 | RS01SBVM-DP01A |  | RS01SBVM-DP01A | DP | 01A | Deep Profiler | 01A | Regional Hydrate Ridge Slope Base | Deep Profiler 01A | Deep Profiler 01A - Regional Hydrate Ridge Slope Base | RSN-PCDP | CPOP-ROMS | RSN | Yes | [6 empty] | RS01SBVM-LV01A
RS01SBVM |  | 1 | RS01SBVM-LJ01A |  | RS01SBVM-LJ01A | LJ | 01A | Low Power JBox | 01A | Regional Hydrate Ridge Slope Base | Low Power JBox 01A | Low Power JBox 01A - Regional Hydrate Ridge Slope Base | RSN-PC | CPOP-ROMS | RSN | Yes | [5 empty] | 01 | RS01SBVM-LV01A | 05
RS01SBVM |  | 1 | RS01SBVM-PC01A |  | RS01SBVM-PC01A | PC | 01A | 200 m Platform | 01A | Regional Hydrate Ridge Slope Base | 200 m Platform 01A | 200 m Platform 01A - Regional Hydrate Ridge Slope Base | RSN-PC | CPOP-ROMS | RSN | Yes | [5 empty] | 01 | RS01SBVM-LV01A | 02
RS01SBVM | No |  | RS01SBVM-SC01A | RS01SBVM-PC01A | RS01SBVM-PC01A | SC | 01A | Shallow Profiler | 01A | Regional Hydrate Ridge Slope Base | Shallow Profiler 01A | Shallow Profiler 01A - Regional Hydrate Ridge Slope Base | RSN-PCSF | CPOP-ROMS | RSN | Yes | [5 empty] | 01 | RS01SBVM-PC01A | 02
RS01SBVM |  |  | RS01SBVM-SF01A | RS01SBVM-PC01A | RS01SBVM-PC01A | SF | 01A | Shallow Profiler Science Float | 01A | Regional Hydrate Ridge Slope Base | Shallow Profiler Science Float 01A | Shallow Profiler Science Float 01A - Regional Hydrate Ridge Slope Base | RSN-PCSF | CPOP-ROMS | RSN | Yes | [5 empty] | 01 | RS01SBVM-SC01A | 04
RS01SLBS | No | 1 | RS01SLBS-PN01A |  | RS01SLBS-PN01A | PN | 01A | Primary Node | 01A | Regional Hydrate Ridge Slope Base | Primary Node 01A | Primary Node 01A - Regional Hydrate Ridge Slope Base | RSN-PC | CPOP-ROMS | RSN | Yes |  | 2012-09-01 | 2012-09-01 | past |  | I1 | RS00PCSS-SS001 | NA
RS01SLBS |  | 1 | RS01SLBS-MJ01A |  | RS01SLBS-MJ01A | MJ | 01A | Medium Power JBox | 01A | Regional Hydrate Ridge Slope Base | Medium Power JBox 01A | Medium Power JBox 01A - Regional Hydrate Ridge Slope Base | RSN-PC | CPOP-ROMS | RSN | Yes |  | 2013-06-28 | 2012-07-31 | candidate |  | 01 | RS01SLBS-PN01A | 03
RS01SUM1 | No | 1 | RS01SUM1-PN01B |  | RS01SUM1-PN01B | PN | 01B | Primary Node | 01B | Regional Hydrate Ridge Southern Summit | Primary Node 01B | Primary Node 01B - Regional Hydrate Ridge Southern Summit | RSN-PC | CPOP-ROMS | RSN | Yes |  | 2012-09-01 | 2012-09-01 | past |  | I1 | RS01SLBS-PN01A | X1
RS01SUM1 | No | 1 | RS01SUM1-LV01B |  | RS01SUM1-LV01B | LV | 01B | Low Voltage Node | 01B | Regional Hydrate Ridge Southern Summit | Low Voltage Node 01B | Low Voltage Node 01B - Regional Hydrate Ridge Southern Summit | RSN-PC | CPOP-ROMS | RSN | Yes |  | 2014-03-01 | 2014-03-01 | unknown | Connector not installed | 01 | RS01SUM1-PN01B | 02
RS01SUM1 |  | 1 | RS01SUM1-LJ01B |  | RS01SUM1-LJ01B | LJ | 01B | Low Power JBox | 01B | Regional Hydrate Ridge Southern Summit | Low Power JBox 01B | Low Power JBox 01B - Regional Hydrate Ridge Southern Summit | RSN-PC | CPOP-ROMS | RSN | Yes |  | 2014-03-01 | 2014-03-01 | unknown | Connector not installed | 01 | RS01SUM1-LV01B | 05
RS01SUM2 |  | 1 | RS01SUM2-MJ01B |  | RS01SUM2-MJ01B | MJ | 01B | Medium Power JBox | 01B | Regional Hydrate Ridge Southern Summit | Medium Power JBox 01B | Medium Power JBox 01B - Regional Hydrate Ridge Southern Summit | RSN-PC | CPOP-ROMS | RSN | Yes |  | 2014-03-01 | 2014-03-01 | unknown | Connector not installed | 01 | RS01SUM1-LV01B | 02
RS03ASHS | No | 1 | RS03ASHS-PN03B |  | RS03ASHS-PN03B | PN | 03B | Primary Node | 03B | Regional Axial Ashes | Primary Node 03B | Primary Node 03B - Regional Axial Ashes | RSN-PC | CPOP-ROMS | RSN | Yes |  | 2012-09-01 | 2012-09-01 | past |  | I1 | RS03AXBS-PN03A | X1
RS03ASHS |  |  | RS03ASHS-ID03A | RS03ASHS-PN03B | RS03ASHS-PN03B | ID | 03A | IF box HD camera | 03A | Regional Axial Ashes | IF box HD camera 03A | IF box HD camera 03A - Regional Axial Ashes | RSN-PCHD | CPOP-ROMS | RSN | Yes |  | 2013-08-01 | 2013-08-30 | candidate |  |  | RS03ASHS-PN03B | 06
RS03ASHS |  | 1 | RS03ASHS-MJ03B |  | RS03ASHS-MJ03B | MJ | 03B | Medium Power JBox | 03B | Regional Axial Ashes | Medium Power JBox 03B | Medium Power JBox 03B - Regional Axial Ashes | RSN-PC | CPOP-ROMS | RSN | Yes |  | 2013-08-01 | 2013-08-30 | candidate |  | 01 | RS03ASHS-PN03B | 02
RS03AXBS | No | 1 | RS03AXBS-PN03A |  | RS03AXBS-PN03A | PN | 03A | Primary Node | 03A | Regional Axial Base | Primary Node 03A | Primary Node 03A - Regional Axial Base | RSN-PC | CPOP-ROMS | RSN | Yes |  | 2012-09-01 | 2012-09-01 | past |  | I1 | RS05MID1-PN05A | X1
RS03AXBS | No | 1 | RS03AXVM-LV03A |  | RS03AXVM-LV03A | LV | 03A | Low Voltage Node | 03A | Regional Axial Base | Low Voltage Node 03A | Low Voltage Node 03A - Regional Axial Base | RSN-PC | CPOP-ROMS | RSN | Yes |  | 2014-08-01 | 2014-08-01 | copy |  | 01 | RS03AXBS-PN03A | 02
RS03AXBS |  | 1 | RS03AXBS-MJ03A |  | RS03AXBS-MJ03A | MJ | 03A | Medium Power JBox | 03A | Regional Axial Base | Medium Power JBox 03A | Medium Power JBox 03A - Regional Axial Base | RSN-PC | CPOP-ROMS | RSN | Yes |  | 2013-08-01 | 2013-08-30 | candidate |  | 01 | RS03AXBS-PN03A | 03
RS03AXVM |  | 1 | RS03AXVM-DP03A |  | RS03AXVM-DP03A | DP | 03A | Deep Profiler | 03A | Regional Axial Base Mooring | Deep Profiler 03A | Deep Profiler 03A - Regional Axial Base Mooring | RSN-PCDP | CPOP-ROMS | RSN | Yes | [6 empty] | RS03AXVM-LV03A
RS03AXVM |  | 1 | RS03AXVM-LJ03A |  | RS03AXVM-LJ03A | LJ | 03A | Low Power JBox | 03A | Regional Axial Base Mooring | Low Power JBox 03A | Low Power JBox 03A - Regional Axial Base Mooring | RSN-PC | CPOP-ROMS | RSN | Yes | [5 empty] | 01 | RS03AXVM-LV03A | 05
RS03AXVM |  | 1 | RS03AXVM-PC03A |  | RS03AXVM-PC03A | PC | 03A | 200 m Platform | 03A | Regional Axial Base Mooring | 200 m Platform 03A | 200 m Platform 03A - Regional Axial Base Mooring | RSN-PC | CPOP-ROMS | RSN | Yes | [5 empty] | 01 | RS03AXVM-LV03A | 02
RS03AXVM | No |  | RS03AXVM-SC03A | RS03AXVM-PC03A | RS03AXVM-PC03A | SC | 03A | Shallow Profiler | 03A | Regional Axial Base Mooring | Shallow Profiler 03A | Shallow Profiler 03A - Regional Axial Base Mooring | RSN-PCSF | CPOP-ROMS | RSN | Yes | [5 empty] | 01 | RS03AXVM-PC03A | 02
RS03AXVM |  |  | RS03AXVM-SF03A | RS03AXVM-PC03A | RS03AXVM-PC03A | SF | 03A | Shallow Profiler Science Float | 03A | Regional Axial Base Mooring | Shallow Profiler Science Float 03A | Shallow Profiler Science Float 03A - Regional Axial Base Mooring | RSN-PCSF | CPOP-ROMS | RSN | Yes | [5 empty] | 01 | RS03AXVM-SC03A | 04
RS03CCAL |  | 1 | RS03CCAL-MJ03F |  | RS03CCAL-MJ03F | MJ | 03F | Medium Power JBox | 03F | Regional Axial Central Caldera | Medium Power JBox 03F | Medium Power JBox 03F - Regional Axial Central Caldera | RSN-PC | CPOP-ROMS | RSN | Yes |  | 2013-08-01 | 2013-08-30 | candidate |  | 01 | RS03ASHS-PN03B | 01
RS03ECAL |  | 1 | RS03ECAL-MJ03E |  | RS03ECAL-MJ03E | MJ | 03E | Medium Power JBox | 03E | Regional Axial Eastern Caldera | Medium Power JBox 03E | Medium Power JBox 03E - Regional Axial Eastern Caldera | RSN-PC | CPOP-ROMS | RSN | Yes |  | 2013-08-01 | 2013-08-30 | candidate |  | 01 | RS03ASHS-PN03B | 05
RS03INT1 |  | 1 | RS03INT1-MJ03C |  | RS03INT1-MJ03C | MJ | 03C | Medium Power JBox | 03C | Regional Axial International District | Medium Power JBox 03C | Medium Power JBox 03C - Regional Axial International District | RSN-PC | CPOP-ROMS | RSN | Yes |  | 2013-08-01 | 2013-08-30 | candidate |  | 01 | RS03ASHS-PN03B | 03
RS03INT2 |  | 1 | RS03INT2-MJ03D |  | RS03INT2-MJ03D | MJ | 03D | Medium Power JBox | 03D | Regional Axial International District | Medium Power JBox 03D | Medium Power JBox 03D - Regional Axial International District | RSN-PC | CPOP-ROMS | RSN | Yes |  | 2013-08-01 | 2013-08-30 | candidate |  | 01 | RS03ASHS-PN03B | 04
RS05MID1 | No | 1 | RS05MID1-PN05A |  | RS05MID1-PN05A | PN | 05A | Primary Node | 05A | Regional Mid Plate | Primary Node 05A | Primary Node 05A - Regional Mid Plate | RSN-PC | CPOP-ROMS | RSN | Yes |  | 2012-09-01 | 2012-09-01 | past |  | I1 | RS00PCSS-SS001 | NA

## NTypes
Code | Name | SAF Name | Composite Name | Platform | Mobile | Child Node | New | Comments
AV | Automous Underwater Vehicle | AUV | Automous Underwater Vehicle | P | M
BP | Benthic Experiment Package | Benthic Package | Benthic Experiment Package | P |  |  | Yes
CP | Surface Piercing Profiler Mooring |  | Surface Piercing Profiler Mooring | P |  |  | Yes
DP | Deep Profiler | Deep Profiler | Deep Profiler | P
FJ | 200 m Platform | 200 m Platform | 200 m Platform
FM | Low Power Sub-surface Mooring |  | Low Power Sub-surface Mooring | P |  |  | Yes
GL | Ocean Glider | Gliders | Ocean Glider | P | M
GP | Hybrid Profiler Mooring |  | Hybrid Profiler Mooring | P |  |  | Yes
HM | High Power Surface Mooring |  | High Power Surface Mooring | P |  |  | Yes
ID | IF box HD camera | IF box HD camera | IF box HD camera | P
LJ | Low Power JBox | LP Jbox | Low Power JBox | P |  | C |  | Mostly a platform except some on EA
LV | Low Voltage Node | Low Voltage Node | Low Voltage Node
LM | Low Power Surface Mooring |  | Low Power Surface Mooring | P |  |  | Yes
MF | Multi-Function Node | Multi-Function Node | Multi-Function Node |  |  | C
MJ | Medium Power JBox | MP Jbox | Medium Power JBox | P |  | C |  | Mostly a platform except one on EA
MP | Mid-Water Platform | Mid-Water Platform | Mid-Water Platform |  |  | C
PC | 200 m Platform | Platform Interface Controller | 200 m Platform | P
PD | Deep Profiler Docking Station | Deep Profiler Docking Station | Deep Profiler Docking Station
PL | Platform | Platform | Platform
PM | Wire Following Profiler Mooring |  | Wire Following Profiler Mooring | P |  |  | Yes
PN | Primary Node | Primary Node | Primary Node | P
RI | Mooring Riser | Mooring Riser | Mooring Riser |  |  | C
SB | Surface Buoy | Surface Buoy | Surface Buoy |  |  | C
SC | Shallow Profiler | Shallow Profiler Controller | Shallow Profiler | P
SF | Shallow Profiler Science Float | Shallow Profiler Science Float | Shallow Profiler Science Float | P |  |  | Yes
SI | Shore Infrastructure |  | Shore Infrastructure |  |  | C | Yes | Added to represent RSN shore equipment
SM | Standard Power Surface Mooring |  | Standard Power Surface Mooring
SP | Surface-Piercing Profiler | Surface-Piercing Profiler | Surface-Piercing Profiler |  |  | C
SS | Shore Station |  | Shore Station | P |  |  | Yes | Added to represent RSN shore equipment
WF | Wire-Following Profiler | Wire-Following Profiler | Wire-Following Profiler |  |  | C

## Classes
Class Code | SAF Name
ADCPA | Velocity profile Mobile Asset
ADCPS | Velocity profile Long Range
ADCPT | Velocity profile Short Range
BOTPT | Pressure bottom tilt
CAMDS | Camera digital still strobe
CAMHD | Camera digital video HD
CTDAV | CTD AUV
CTDBP | CTD Bottom Pumped
CTDGV | CTD Glider
CTDMO | CTD Mooring
CTDPF | CTD Profiler
DOFST | Oxygen dissolved fastresp
DOSTA | Oxygen dissolved stable
FDCHP | Flux direct covariance
FDCLP | Flux direct cov LP - DEPRECATED
FLOBN | Benthic Flow
FLORD | Fluorometer two wavelength
FLORT | Fluorometer three wavelength
HPIES | IES pressure velocity
HYDBB | Hydrophone BB passive
HYDLF | Hydrophone LF passive
MASSP | Mass Spectrometer
METBK | Meteorology bulk
NUTNR | Nutrient nitrate
NUTR4 | Nutrient four channel
OBSBB | Seismometer BB triaxial accel
OBSBK | Seismometer BB triaxial keck
OBSSK | Seismometer shortperiod keck
OBSSP | Seismometer shortperiod
OPTAA | Attenuation absorption optical
OSMOI | Watersample chem trace
PARAD | PAR
PCO2A | pCO2 air-sea
PCO2W | pCO2 water
PHSEN | pH stable
PPSDN | DNA particulate
PRESF | Pressure SF
PREST | Pressure SF tidal
RASFL | Watersample chem trace H2S pH
SPKIR | spectral irradiance
THSPH | Temp H2 H2S pH
TMPSF | Temperature seafloor
TRHPH | Temp resist
VADCP | Velocity profile 50m turb
VEL3D | Velocity point 3D turb
VELPT | Velocity point
WAVSS | Wave spectra surface
ZPLSC | Plankton ZP sonar coastal
ZPLSG | Plankton ZP sonar global

## Series
Class Code | Series | SAF Name | SAF Alternative Name | Deployment Info | Agent Code | Connection | Driver | RT Handler | Recovery Handler | Tier 1 | Size Per Sample | Pull Mode | RT Data Full | Issues
ADCPA | M | ADCPA Series M | Velocity Profiler (short range) for mobile assets | Coastal gliders |  | Indirect | No
ADCPA | N | ADCPA Series N | Velocity Profiler (short range) for mobile assets | Coastal AUVs |  | Indirect | No
ADCPS | A | ADCPS Series A | Velocity Profiler (long range) | none
ADCPS | I | ADCPS Series I | Velocity Profiler (long range) | Endurance offshore benthic | ADCPS_I | Direct | Yes
ADCPS | J | ADCPS Series J | Velocity Profiler (long range) | Coastal surface mooring | ADCPS_JLN | TBD
ADCPS | K | ADCPS Series K | Velocity Profiler (long range) | Cable Summit | ADCPS_K | Direct | Yes
ADCPS | L | ADCPS Series L | Velocity Profiler (long range) | Global flanking + pioneer | ADCPS_JLN | Indirect
ADCPS | N | ADCPS Series N | Velocity Profiler (long range) | Global surface mooring | ADCPS_JLN | TBD
ADCPT | A | ADCPT Series A | Velocity Profiler (short range) |  | ADCPT_ACM | TBD
ADCPT | B | ADCPT Series B | Velocity Profiler (short range) |  | ADCPT_B | Direct | Yes
ADCPT | C | ADCPT Series C | Velocity Profiler (short range) |  | ADCPT_ACM | TBD
ADCPT | D | ADCPT Series D | Velocity Profiler (short range) |  | ADCPT_DE | TBD
ADCPT | E | ADCPT Series E | Velocity Profiler (short range)
ADCPT | F | ADCPT Series F | Velocity Profiler (short range) |  | ADCPT_F | Presence | Yes |  | Yes
ADCPT | G | ADCPT Series G | Velocity Profiler (short range) |  |  | Indirect | No
ADCPT | M | ADCPT Series M | Velocity Profiler (short range) |  | ADCPT_ACM | Direct | Yes
BOTPT | A | BOTPT Series A | Bottom Pressure and Tilt |  | BOTPT_A | Direct | Yes | [6 empty] | Needs 4+1 drivers/agents/stream sets
CAMDS | A | CAMDS Series A | Digital Still Camera with Strobes |  | CAMDS_A | Direct | Yes
CAMDS | B | CAMDS Series B | Digital Still Camera with Strobes |  | CAMDS_B | Direct | Yes
CAMDS | C | CAMDS Series C | Digital Still Camera with Strobes
CAMHD | A | CAMHD Series A | HD Digital Video Camera with Strobes |  | CAMHD_A | Direct | Yes
CTDAV | N | CTDAV Series N | CTD AUV |  |  | Indirect | No
CTDBP | C | CTDBP Series C | CTD Pumped | Coastal surface mooring | CTDBP_CDEF | Presence | Yes |  | Yes
CTDBP | D | CTDBP Series D | CTD Pumped | Coastal surface mooring | CTDBP_CDEF | Presence | Yes |  | Yes
CTDBP | E | CTDBP Series E | CTD Pumped | Coastal surface mooring | CTDBP_CDEF | TBD
CTDBP | F | CTDBP Series F | CTD Pumped | Global surface mooring | CTDBP_CDEF | TBD
CTDBP | N | CTDBP Series N | CTD Pumped | Benthic | CTDBP_NO | Direct | Yes
CTDBP | O | CTDBP Series O | CTD Pumped | Benthic | CTDBP_NO | Direct | Yes
CTDGV | M | CTDGV Series M | CTD Glider |  |  | Indirect | No
CTDMO | G | CTDMO Series G | CTD Mooring (Inductive) |  | CTDMO_GQ | Indirect
CTDMO | H | CTDMO Series H | CTD Mooring (Inductive)
CTDMO | Q | CTDMO Series Q | CTD Mooring (Inductive) |  | CTDMO_GQ | TBD
CTDMO | R | CTDMO Series R | CTD Mooring (Inductive)
CTDPF | 0 | CTDPF Series 0 | CTD Profiler |  |  | Indirect | No
CTDPF | A | CTDPF Series A | CTD Profiler |  | CTDPF_A | TBD
CTDPF | B | CTDPF Series B | CTD Profiler
CTDPF | C | CTDPF Series C | CTD Profiler |  | CTDPF_C | TBD
CTDPF | K | CTDPF Series K | CTD Profiler
CTDPF | L | CTDPF Series L | CTD Profiler
CTDPF | R | CTDPF Series R | CTD Profiler
DOFST | 0 | DOFST Series 0 | Dissolved Oxygen Fast Response |  |  | Indirect | No
DOFST | A | DOFST Series A | Dissolved Oxygen Fast Response |  | DOFST_A | TBD
DOFST | K | DOFST Series K | Dissolved Oxygen Fast Response
DOSTA | 0 | DOSTA Series 0 | Dissolved Oxygen Stable Response |  |  | Indirect | No
DOSTA | A | DOSTA Series A | Dissolved Oxygen Stable Response |  | DOSTA_A | TBD
DOSTA | B | DOSTA Series B | Dissolved Oxygen Stable Response
DOSTA | C | DOSTA Series C | Dissolved Oxygen Stable Response
DOSTA | D | DOSTA Series D | Dissolved Oxygen Stable Response |  | DOSTA_D | Direct | Yes
DOSTA | K | DOSTA Series K | Dissolved Oxygen Stable Response
DOSTA | L | DOSTA Series L | Dissolved Oxygen Stable Response
DOSTA | M | DOSTA Series M | Dissolved Oxygen Stable Response |  |  | Indirect | No
DOSTA | N | DOSTA Series N | Dissolved Oxygen Stable Response |  |  | Indirect | No
FDCHP | 0 | FDCHP Series 0 | Direct Covariance Flux |  | FDCHP | TBD
FDCHP | A | FDCHP Series A | Direct Covariance Flux
FDCLP | 0 | FDCLP Series 0 | Direct Covariance Flux (Low Power) - DEPRECATED
FDCLP | A | FDCLP Series A | Direct Covariance Flux (Low Power) - DEPRECATED
FLOBN | A | FLOBN Series A | Benthic Fluid Flow |  |  | Direct | No
FLORD | 0 | FLORD Series 0 | 2-Wavelength Fluorometer |  |  | Indirect | No
FLORD | A | FLORD Series A | 2-Wavelength Fluorometer |  | FLORD_A | TBD
FLORD | D | FLORD Series D | 2-Wavelength Fluorometer
FLORD | E | FLORD Series E | 2-Wavelength Fluorometer
FLORD | L | FLORD Series L | 2-Wavelength Fluorometer |  |  | Indirect | No
FLORD | M | FLORD Series M | 2-Wavelength Fluorometer |  |  | Indirect | No
FLORT | 0 | FLORT Series 0 | 3-Wavelength Fluorometer |  |  | Indirect | No
FLORT | A | FLORT Series A | 3-Wavelength Fluorometer |  | FLORT_A | TBD
FLORT | B | FLORT Series B | 3-Wavelength Fluorometer
FLORT | D | FLORT Series D | 3-Wavelength Fluorometer |  |  | Indirect | No
FLORT | K | FLORT Series K | 3-Wavelength Fluorometer |  |  | Indirect | No
FLORT | M | FLORT Series M | 3-Wavelength Fluorometer |  |  | Indirect | No
FLORT | N | FLORT Series N | 3-Wavelength Fluorometer |  |  | Indirect | No
HPIES | A | HPIES Series A | Horizontal Electric Field, Pressure and Inverted Echo Sounder |  | HPIES_A | TBD
HYDBB | A | HYDBB Series A | Broadband Acoustic Receiver (Hydrophone) |  | HYDBB_A_ORB | Direct | Yes |  |  | Yes
HYDLF | A | HYDLF Series A | Low Frequency Broadband Acoustic Receiver (Hydrophone) on Seafloor |  | HYDLF_A_ORB | Direct | Yes |  |  | Yes
MASSP | A | MASSP Series A | Mass Spectrometer |  | MASSP_A | Direct | Yes
METBK | A | METBK Series A | Bulk Meteorology Instrument Package |  | METBK_A_CI | Presence | Yes |  | Yes
NUTNR | 0 | NUTNR Series 0 | Nitrate |  |  | Indirect | No
NUTNR | A | NUTNR Series A | Nitrate |  | NUTNR_A | TBD
NUTNR | B | NUTNR Series B | Nitrate |  | NUTNR_B_CI | Presence | Yes |  | Yes
NUTNR | N | NUTNR Series N | Nitrate |  |  | Indirect | No
OBSBB | A | OBSBB Series A | Broadband Ocean Bottom Seismometer |  | OBSBB_ORB | Direct | Yes |  |  | Yes
OBSBK | A | OBSBK Series A | Broadband Ocean Bottom Seismometer |  | OBSBB_ORB | Direct | Yes |  |  | Yes
OBSSK | A | OBSSK Series A | Short-Period Ocean Bottom Seismometer | [6 empty] | Yes
OBSSP | A | OBSSP Series A | Short-Period Ocean Bottom Seismometer |  | OBSBB_ORB | Direct | Yes |  |  | Yes
OPTAA | 0 | OPTAA Series 0 | Absorption Spectrophotometer |  |  | Indirect | No
OPTAA | A | OPTAA Series A | Absorption Spectrophotometer |  | OPATAA_A | TBD
OPTAA | B | OPTAA Series B | Absorption Spectrophotometer
OPTAA | C | OPTAA Series C | Absorption Spectrophotometer |  | OPTAA_CD | Direct | Yes
OPTAA | D | OPTAA Series D | Absorption Spectrophotometer |  | OPTAA_CD | Direct | Yes
OSMOI | A | OSMOI Series A | Osmosis-Based Water Sampler |  |  | Direct | No
PARAD | 0 | PARAD Series 0 | Photosynthetically Available Radiation |  |  | Indirect | No
PARAD | 1 | PARAD Series TBD | Photosynthetically Available Radiation
PARAD | A | PARAD Series A | Photosynthetically Available Radiation |  | PARAD_A | TBD
PARAD | K | PARAD Series K | Photosynthetically Available Radiation
PARAD | M | PARAD Series M | Photosynthetically Available Radiation |  |  | Indirect | No
PARAD | N | PARAD Series N | Photosynthetically Available Radiation |  |  | Indirect | No
PCO2A | A | PCO2A Series A | pCO2 Air-Sea |  | PCO2A_A | Presence | Yes |  | Yes
PCO2W | 0 | PCO2W Series 0 | pCO2 Water |  |  | Indirect
PCO2W | A | PCO2W Series A | pCO2 Water |  | PCO2W_A | TBD
PCO2W | B | PCO2W Series B | pCO2 Water |  | PCO2W_B | Direct | Yes
PHSEN | A | PHSEN Series A | Seawater pH | RSN shallow profiler | PHSEN_A | TBD
PHSEN | B | PHSEN Series B | Seawater pH | none |  | TBD
PHSEN | C | PHSEN Series C | Seawater pH | none
PHSEN | D | PHSEN Series D | Seawater pH | Coastal surface mooring | PHSEN_D | Direct | Yes
PHSEN | E | PHSEN Series E | Seawater pH | Global surface mooring
PHSEN | F | PHSEN Series F | Seawater pH | Global flanking mooring |  | Indirect | No
PHSEN | G | PHSEN Series G | Seawater pH | none |  | TBD | No
PPSDN | A | PPSDN Series A | Particulate DNA Sampler |  | PPSDN_A | Direct | Yes
PRESF | A | PRESF Series A | Seafloor Pressure | Coastal surface mooring | PRESF_A | Direct | Yes
PRESF | B | PRESF Series B | Seafloor Pressure | Coastal surface mooring | PRESF_B_CI | Presence | Yes |  | Yes
PRESF | C | PRESF Series C | Seafloor Pressure | Coastal surface mooring |  | TBD | No
PREST | A | PREST Series A | Tidal Seafloor Pressure | Cabled | PREST_A | Direct | Yes
PREST | B | PREST Series B | Tidal Seafloor Pressure | Cabled | PREST_B | Direct | Yes
RASFL | A | RASFL Series A | Hydrothermal Vent Fluid Interactive Sampler |  | RASFL_A | Direct | Yes | [6 empty] | Will need 3 drivers
SPKIR | 0 | SPKIR Series 0 | Spectral Irradiance |  |  | Indirect | No
SPKIR | A | SPKIR Series A | Spectral Irradiance |  | SPKIR_A | TBD
SPKIR | B | SPKIR Series B | Spectral Irradiance |  | SPKIR_B_CI | Presence | Yes |  | Yes
THSPH | A | THSPH Series A | Hydrothermal Vent Fluid In-situ Chemistry | Cabled node | THSPH_A | Direct | Yes
TMPSF | A | TMPSF Series A | Diffuse Vent Fluid 3-D Temperature Array |  | TMPSF_A | Direct | Yes
TRHPH | A | TRHPH Series A | Hydrothermal Vent Fluid Temperature and Resistivity |  | TRHPH_A | Direct | Yes
VADCP | A | VADCP Series A | 5-Beam, 600 kHz Acoustic Doppler Current Profiler (= 50 m range) |  | VADCP_A | TBD
VEL3D | 0 | VEL3D Series 0 | 3-D Single Point Velocity Meter | Coastal + global profilers |  | Indirect | No
VEL3D | A | VEL3D Series A | 3-D Single Point Velocity Meter | RSN benthic + profiler | VEL3D_A | TBD
VEL3D | B | VEL3D Series B | 3-D Single Point Velocity Meter | Cabled node | VEL3D_B | Direct | Yes
VEL3D | C | VEL3D Series C | 3-D Single Point Velocity Meter | Cabled benthic | VEL3D_CD | Direct | Yes
VEL3D | D | VEL3D Series D | 3-D Single Point Velocity Meter | Coastal MFN | VEL3D_CD | Direct | Yes
VEL3D | K | VEL3D Series K | 3-D Single Point Velocity Meter | Coastal profiler
VEL3D | L | VEL3D Series L | 3-D Single Point Velocity Meter | none
VELPT | A | VELPT Series A | Single Point Velocity Meter |  | VELPT_A_CI | Presence | Yes |  | Yes
VELPT | B | VELPT Series B | Single Point Velocity Meter |  |  | TBD
VELPT | D | VELPT Series D | Single Point Velocity Meter
WAVSS | A | WAVSS Series A | Surface Wave Spectra |  | WAVSS_A_CI | Presence | Yes |  | Yes
ZPLSC | A | ZPLSC Series A | Bio-acoustic Sonar (Coastal)
ZPLSC | B | ZPLSC Series B | Bio-acoustic Sonar (Coastal) |  | ZPLSC_B | Direct | Yes
ZPLSC | C | ZPLSC Series C | Bio-acoustic Sonar (Coastal) |  | ZPLSC_C_CI | Presence | Yes |  | Yes
ZPLSG | A | ZPLSG Series A | Bio-acoustic Sonar (Global) |  |  | Indirect | No

## InstAgents
Agent Code | Active | Present
ADCPS_I
ADCPS_JLN
ADCPS_K
ADCPT_ACM
ADCPT_B
ADCPT_DE
ADCPT_F
BOTPT_A
CAMDS_A
CAMDS_B
CAMHD_A
CTDBP_CDEF | Yes | Yes
CTDBP_NO |  | Yes
CTDMO_GQ
CTDPF_A
CTDPF_C
DOFST_A
DOSTA_A
DOSTA_D
FDCHP
FLORD_A
FLORT_A
HPIES_A
HYDBB_A_ORB
HYDLF_A_ORB
MASSP_A
METBK_A_CI
NUTNR_A
NUTNR_B_CI
OBSBB_ORB
OPATAA_A
OPTAA_CD
PARAD_A |  | Yes
PCO2_A
PCO2W_A
PCO2W_B
PHSEN_A
PHSEN_D
PPSDN_A
PRESF_A |  | Yes
PRESF_B_CI
PREST_A |  | Yes
PREST_B |  | Yes
RASFL_A
SPKIR_A
SPKIR_B_CI
THSPH_A
TMPSF_A
TRHPH_A |  | Yes
VADCP_A
VEL3D_A
VEL3D_B |  | Yes
VEL3D_CD
VELPT_A_CI
WAVSS_A_CI
ZPLSC_B
ZPLSC_C_CI

## Instruments
Node Reference Designator | Instrument Class | Instrument Series | First Deployment Date
CE01ISSM-MF004 | ADCPT | M | 2013-10-15
CE01ISSM-MF004 | DOSTA | D | 2013-10-15
CE01ISSM-MF004 | OPTAA | D | 2013-10-15
CE01ISSM-MF004 | PCO2W | B | 2013-10-15
CE01ISSM-MF004 | PHSEN | D | 2013-10-15
CE01ISSM-MF005 | CAMDS | A | 2013-10-15
CE01ISSM-MF005 | CTDBP | C | 2013-10-15
CE01ISSM-MF005 | PRESF | A | 2013-10-15
CE01ISSM-MF005 | VEL3D | D | 2013-10-15
CE01ISSM-MF005 | ZPLSC | C | 2013-10-15
CE01ISSM-RI002 | DOSTA | D | 2013-10-15
CE01ISSM-RI002 | PCO2W | B | 2013-10-15
CE01ISSM-RI002 | PHSEN | D | 2013-10-15
CE01ISSM-RI002 | VELPT | A | 2013-10-15
CE01ISSM-RI003 | CTDBP | C | 2013-10-15
CE01ISSM-RI003 | FLORT | D | 2013-10-15
CE01ISSM-RI003 | NUTNR | B | 2013-10-15
CE01ISSM-RI003 | OPTAA | D | 2013-10-15
CE01ISSM-RI003 | SPKIR | B | 2013-10-15
CE01ISSM-SB001 | VELPT | A | 2013-10-15
CE01ISSP-SP001 | CTDPF | 0
CE01ISSP-SP001 | DOFST | 0
CE01ISSP-SP001 | FLORT | 0
CE01ISSP-SP001 | NUTNR | 0
CE01ISSP-SP001 | OPTAA | 0
CE01ISSP-SP001 | PARAD | 0
CE01ISSP-SP001 | PCO2W | 0
CE01ISSP-SP001 | SPKIR | 0
CE01ISSP-SP001 | VEL3D | 0
CE02SHBP-LJ01D | ADCPT | B | 2013-07-15
CE02SHBP-LJ01D | CAMDS | B | 2013-07-15
CE02SHBP-LJ01D | CTDBP | N | 2013-07-15
CE02SHBP-LJ01D | DOSTA | D | 2013-07-15
CE02SHBP-LJ01D | HYDBB | A | 2013-07-15
CE02SHBP-LJ01D | OPTAA | D | 2013-07-15
CE02SHBP-LJ01D | PCO2W | B | 2013-07-15
CE02SHBP-LJ01D | PHSEN | D | 2013-07-15
CE02SHBP-LJ01D | VEL3D | C | 2013-07-15
CE02SHBP-MJ01C | ZPLSC | B | waiver requested
CE02SHSM-RI002 | CTDBP | C
CE02SHSM-RI002 | DOSTA | D
CE02SHSM-RI002 | PHSEN | D
CE02SHSM-RI002 | VELPT | A
CE02SHSM-RI003 | ADCPT | A
CE02SHSM-RI003 | FLORT | D
CE02SHSM-RI003 | NUTNR | B
CE02SHSM-RI003 | OPTAA | D
CE02SHSM-RI003 | SPKIR | B
CE02SHSM-SB001 | FDCHP | A
CE02SHSM-SB001 | METBK | A
CE02SHSM-SB001 | PCO2A | A
CE02SHSM-SB001 | VELPT | A
CE02SHSM-SB001 | WAVSS | A
CE02SHSP-SP001 | CTDPF | 0
CE02SHSP-SP001 | DOFST | 0
CE02SHSP-SP001 | FLORT | 0
CE02SHSP-SP001 | NUTNR | 0
CE02SHSP-SP001 | OPTAA | 0
CE02SHSP-SP001 | PARAD | 0
CE02SHSP-SP001 | PCO2W | 0
CE02SHSP-SP001 | SPKIR | 0
CE02SHSP-SP001 | VEL3D | 0
CE04OSBP-LJ01C | ADCPS | I | 2013-07-15
CE04OSBP-LJ01C | CAMDS | B | 2013-07-15
CE04OSBP-LJ01C | CTDBP | O | 2013-07-15
CE04OSBP-LJ01C | DOSTA | D | 2013-07-15
CE04OSBP-LJ01C | HYDBB | A | 2013-07-15
CE04OSBP-LJ01C | OPTAA | C | 2013-07-15
CE04OSBP-LJ01C | PCO2W | B | 2013-07-15
CE04OSBP-LJ01C | PHSEN | D | 2013-07-15
CE04OSBP-LJ01C | VEL3D | C | 2013-07-15
CE04OSHY-DP01B | CTDPF | L
CE04OSHY-DP01B | DOSTA | D
CE04OSHY-DP01B | FLORT | A
CE04OSHY-DP01B | VEL3D | A
CE04OSHY-PC01B | CTDPF | A
CE04OSHY-PC01B | DOSTA | D
CE04OSHY-PC01B | PCO2W | A
CE04OSHY-PC01B | PHSEN | A
CE04OSHY-PC01B | ZPLSC | B
CE04OSHY-SF01B | CTDPF | A
CE04OSHY-SF01B | DOFST | A
CE04OSHY-SF01B | FLORT | D
CE04OSHY-SF01B | NUTNR | A
CE04OSHY-SF01B | OPTAA | D
CE04OSHY-SF01B | PARAD | A
CE04OSHY-SF01B | PCO2W | A
CE04OSHY-SF01B | SPKIR | A
CE04OSHY-SF01B | VELPT | D
CE04OSSM-RI002 | CTDBP | C
CE04OSSM-RI002 | DOSTA | D
CE04OSSM-RI002 | PHSEN | D
CE04OSSM-RI002 | VELPT | A
CE04OSSM-RI003 | ADCPT | C
CE04OSSM-RI003 | FLORT | D
CE04OSSM-RI003 | NUTNR | B
CE04OSSM-RI003 | OPTAA | D
CE04OSSM-RI003 | SPKIR | B
CE04OSSM-SB001 | METBK | A
CE04OSSM-SB001 | PCO2A | A
CE04OSSM-SB001 | VELPT | A
CE04OSSM-SB001 | WAVSS | A
CE05MOAS-GL001 | ADCPA | M
CE05MOAS-GL001 | CTDGV | M
CE05MOAS-GL001 | DOSTA | M
CE05MOAS-GL001 | FLORT | M
CE05MOAS-GL001 | PARAD | M
CE05MOAS-GL002 | ADCPA | M
CE05MOAS-GL002 | CTDGV | M
CE05MOAS-GL002 | DOSTA | M
CE05MOAS-GL002 | FLORT | M
CE05MOAS-GL002 | PARAD | M
CE05MOAS-GL003 | ADCPA | M
CE05MOAS-GL003 | CTDGV | M
CE05MOAS-GL003 | DOSTA | M
CE05MOAS-GL003 | FLORT | M
CE05MOAS-GL003 | PARAD | M
CE05MOAS-GL004 | ADCPA | M
CE05MOAS-GL004 | CTDGV | M
CE05MOAS-GL004 | DOSTA | M
CE05MOAS-GL004 | FLORT | M
CE05MOAS-GL004 | PARAD | M
CE05MOAS-GL005 | ADCPA | M
CE05MOAS-GL005 | CTDGV | M
CE05MOAS-GL005 | DOSTA | M
CE05MOAS-GL005 | FLORT | M
CE05MOAS-GL005 | PARAD | M
CE05MOAS-GL006 | ADCPA | M
CE05MOAS-GL006 | CTDGV | M
CE05MOAS-GL006 | DOSTA | M
CE05MOAS-GL006 | FLORT | M
CE05MOAS-GL006 | PARAD | M
CE06ISSM-MF004 | ADCPT | M
CE06ISSM-MF004 | DOSTA | D
CE06ISSM-MF004 | OPTAA | D
CE06ISSM-MF004 | PCO2W | B
CE06ISSM-MF004 | PHSEN | D
CE06ISSM-MF005 | CAMDS | A
CE06ISSM-MF005 | CTDBP | C
CE06ISSM-MF005 | PRESF | A
CE06ISSM-MF005 | VEL3D | D
CE06ISSM-MF005 | ZPLSC | C
CE06ISSM-RI002 | DOSTA | D
CE06ISSM-RI002 | PCO2W | B
CE06ISSM-RI002 | PHSEN | D
CE06ISSM-RI002 | VELPT | A
CE06ISSM-RI003 | CTDBP | C
CE06ISSM-RI003 | FLORT | D
CE06ISSM-RI003 | NUTNR | B
CE06ISSM-RI003 | OPTAA | D
CE06ISSM-RI003 | SPKIR | B
CE06ISSM-SB001 | VELPT | A
CE06ISSP-SP001 | CTDPF | 0
CE06ISSP-SP001 | DOFST | 0
CE06ISSP-SP001 | FLORT | 0
CE06ISSP-SP001 | NUTNR | 0
CE06ISSP-SP001 | OPTAA | 0
CE06ISSP-SP001 | PARAD | 0
CE06ISSP-SP001 | PCO2W | 0
CE06ISSP-SP001 | SPKIR | 0
CE06ISSP-SP001 | VEL3D | 0
CE07SHSM-MF004 | CTDBP | C
CE07SHSM-MF004 | DOSTA | D
CE07SHSM-MF004 | OPTAA | D
CE07SHSM-MF004 | PCO2W | B
CE07SHSM-MF004 | PHSEN | D
CE07SHSM-MF005 | ADCPT | C
CE07SHSM-MF005 | CAMDS | A
CE07SHSM-MF005 | PRESF | B
CE07SHSM-MF005 | VEL3D | D
CE07SHSM-MF005 | ZPLSC | C
CE07SHSM-RI002 | CTDBP | C
CE07SHSM-RI002 | DOSTA | D
CE07SHSM-RI002 | PHSEN | D
CE07SHSM-RI002 | VELPT | A
CE07SHSM-RI003 | ADCPT | A
CE07SHSM-RI003 | FLORT | D
CE07SHSM-RI003 | NUTNR | B
CE07SHSM-RI003 | OPTAA | D
CE07SHSM-RI003 | SPKIR | B
CE07SHSM-SB001 | METBK | A
CE07SHSM-SB001 | PCO2A | A
CE07SHSM-SB001 | VELPT | A
CE07SHSM-SB001 | WAVSS | A
CE07SHSP-SP001 | CTDPF | 0 | 2013-10-15
CE07SHSP-SP001 | DOFST | 0 | 2013-10-15
CE07SHSP-SP001 | FLORT | 0 | 2013-10-15
CE07SHSP-SP001 | NUTNR | 0 | 2013-10-15
CE07SHSP-SP001 | OPTAA | 0 | 2013-10-15
CE07SHSP-SP001 | PARAD | 0 | 2013-10-15
CE07SHSP-SP001 | PCO2W | 0 | 2013-10-15
CE07SHSP-SP001 | SPKIR | 0 | 2013-10-15
CE07SHSP-SP001 | VEL3D | 0 | 2013-10-15
CE09OSPM-WF001 | CTDPF | K | 2013-10-15
CE09OSPM-WF001 | DOFST | K | 2013-10-15
CE09OSPM-WF001 | FLORT | K | 2013-10-15
CE09OSPM-WF001 | PARAD | 0 | 2013-10-15
CE09OSPM-WF001 | VEL3D | K | 2013-10-15
CE09OSSM-MF004 | ADCPS | J
CE09OSSM-MF004 | DOSTA | D
CE09OSSM-MF004 | OPTAA | C
CE09OSSM-MF004 | PCO2W | B
CE09OSSM-MF004 | PHSEN | D
CE09OSSM-MF005 | CAMDS | A
CE09OSSM-MF005 | CTDBP | E
CE09OSSM-MF005 | PRESF | C
CE09OSSM-MF005 | VEL3D | D
CE09OSSM-RI002 | CTDBP | C
CE09OSSM-RI002 | DOSTA | D
CE09OSSM-RI002 | PHSEN | D
CE09OSSM-RI002 | VELPT | A
CE09OSSM-RI003 | ADCPT | C
CE09OSSM-RI003 | FLORT | D
CE09OSSM-RI003 | NUTNR | B
CE09OSSM-RI003 | OPTAA | D
CE09OSSM-RI003 | SPKIR | B
CE09OSSM-SB001 | METBK | A
CE09OSSM-SB001 | PCO2A | A
CE09OSSM-SB001 | VELPT | A
CE09OSSM-SB001 | WAVSS | A
CP01CNSM-MF004 | ADCPT | F | 2013-11-22
CP01CNSM-MF004 | DOSTA | D | 2013-11-22
CP01CNSM-MF004 | OPTAA | D | 2013-11-22
CP01CNSM-MF004 | PHSEN | D | 2013-11-22
CP01CNSM-MF004 | VELPT | A | 2013-11-22
CP01CNSM-MF005 | CTDBP | D | 2013-11-22
CP01CNSM-MF005 | PCO2W | B | 2013-11-22
CP01CNSM-MF005 | PRESF | B | 2013-11-22
CP01CNSM-MF005 | ZPLSC | C | 2013-11-22
CP01CNSM-RI002 | CTDBP | C | 2013-11-22
CP01CNSM-RI002 | OPTAA | D | 2013-11-22
CP01CNSM-RI002 | VELPT | A | 2013-11-22
CP01CNSM-RI003 | DOSTA | D | 2013-11-22
CP01CNSM-RI003 | FLORT | D | 2013-11-22
CP01CNSM-RI003 | NUTNR | B | 2013-11-22
CP01CNSM-RI003 | PHSEN | D | 2013-11-22
CP01CNSM-RI003 | SPKIR | B | 2013-11-22
CP01CNSM-SB001 | FDCHP | A | deferred?
CP01CNSM-SB001 | METBK | A | 2013-11-22
CP01CNSM-SB001 | PCO2A | A | 2013-11-22
CP01CNSM-SB001 | WAVSS | A | 2013-11-22
CP01CNSP-SP001 | CTDPF | 0
CP01CNSP-SP001 | DOFST | 0
CP01CNSP-SP001 | FLORT | 0
CP01CNSP-SP001 | NUTNR | 0
CP01CNSP-SP001 | OPTAA | 0
CP01CNSP-SP001 | PARAD | 0
CP01CNSP-SP001 | PCO2W | 0
CP01CNSP-SP001 | SPKIR | 0
CP01CNSP-SP001 | VEL3D | 0
CP02PMCI-RI001 | ADCPT | G
CP02PMCI-WF001 | CTDPF | K | 2013-11-22
CP02PMCI-WF001 | DOFST | K | 2013-11-22
CP02PMCI-WF001 | FLORT | K | 2013-11-22
CP02PMCI-WF001 | PARAD | 0 | 2013-11-22
CP02PMCI-WF001 | VEL3D | 0 | 2013-11-22
CP02PMCO-RI001 | ADCPT | G | 2013-11-22
CP02PMCO-WF001 | CTDPF | K | 2013-11-22
CP02PMCO-WF001 | DOFST | K | 2013-11-22
CP02PMCO-WF001 | FLORT | K | 2013-11-22
CP02PMCO-WF001 | PARAD | 0 | 2013-11-22
CP02PMCO-WF001 | VEL3D | 0 | 2013-11-22
CP02PMUI-RI001 | ADCPT | G | 2013-11-22
CP02PMUI-WF001 | CTDPF | 0 | 2013-11-22
CP02PMUI-WF001 | DOFST | K | 2013-11-22
CP02PMUI-WF001 | FLORT | K | 2013-11-22
CP02PMUI-WF001 | PARAD | 0 | 2013-11-22
CP02PMUI-WF001 | VEL3D | 0 | 2013-11-22
CP02PMUO-RI001 | ADCPS | L | 2013-11-22
CP02PMUO-WF001 | CTDPF | K | 2013-11-22
CP02PMUO-WF001 | DOFST | K | 2013-11-22
CP02PMUO-WF001 | FLORT | K | 2013-11-22
CP02PMUO-WF001 | PARAD | 0 | 2013-11-22
CP02PMUO-WF001 | VEL3D | 0 | 2013-11-22
CP03ISSM-MF004 | CTDBP | D
CP03ISSM-MF004 | DOSTA | D
CP03ISSM-MF004 | PHSEN | D
CP03ISSM-MF004 | VELPT | A
CP03ISSM-MF005 | ADCPT | F
CP03ISSM-MF005 | OPTAA | D
CP03ISSM-MF005 | PCO2W | B
CP03ISSM-MF005 | PRESF | B
CP03ISSM-MF005 | ZPLSC | C
CP03ISSM-RI002 | DOSTA | D
CP03ISSM-RI002 | OPTAA | D
CP03ISSM-RI002 | PHSEN | D
CP03ISSM-RI002 | SPKIR | B
CP03ISSM-RI003 | CTDBP | C
CP03ISSM-RI003 | FLORT | D
CP03ISSM-RI003 | NUTNR | B
CP03ISSM-RI003 | VELPT | A
CP03ISSM-SB001 | METBK | A
CP03ISSM-SB001 | PCO2A | A
CP03ISSP-SP001 | CTDPF | 0
CP03ISSP-SP001 | DOFST | 0
CP03ISSP-SP001 | FLORT | 0
CP03ISSP-SP001 | NUTNR | 0
CP03ISSP-SP001 | OPTAA | 0
CP03ISSP-SP001 | PARAD | 0
CP03ISSP-SP001 | PCO2W | 0
CP03ISSP-SP001 | SPKIR | 0
CP03ISSP-SP001 | VEL3D | 0
CP04OSPM-WF001 | CTDPF | K | 2013-11-22
CP04OSPM-WF001 | DOFST | K | 2013-11-22
CP04OSPM-WF001 | FLORT | K | 2013-11-22
CP04OSPM-WF001 | PARAD | 0 | 2013-11-22
CP04OSPM-WF001 | VEL3D | 0 | 2013-11-22
CP04OSSM-MF004 | CTDBP | E
CP04OSSM-MF004 | DOSTA | D
CP04OSSM-MF004 | PHSEN | D
CP04OSSM-MF004 | VELPT | B
CP04OSSM-MF005 | ADCPS | J
CP04OSSM-MF005 | OPTAA | D
CP04OSSM-MF005 | PCO2W | B
CP04OSSM-MF005 | PRESF | C
CP04OSSM-MF005 | ZPLSC | C
CP04OSSM-RI002 | DOSTA | D
CP04OSSM-RI002 | OPTAA | D
CP04OSSM-RI002 | PHSEN | D
CP04OSSM-RI002 | SPKIR | B
CP04OSSM-RI003 | CTDBP | C
CP04OSSM-RI003 | FLORT | D
CP04OSSM-RI003 | NUTNR | B
CP04OSSM-RI003 | VELPT | A
CP04OSSM-SB001 | METBK | A
CP04OSSM-SB001 | PCO2A | A
CP05MOAS-AV001 | ADCPA | N | 2013-11-22
CP05MOAS-AV001 | CTDAV | N | 2013-11-22
CP05MOAS-AV001 | DOSTA | N | 2013-11-22
CP05MOAS-AV001 | FLORT | N | 2013-11-22
CP05MOAS-AV001 | NUTNR | N | 2013-11-22
CP05MOAS-AV001 | PARAD | N | 2013-11-22
CP05MOAS-AV002 | ADCPA | N | 2013-11-22
CP05MOAS-AV002 | CTDAV | N | 2013-11-22
CP05MOAS-AV002 | DOSTA | N | 2013-11-22
CP05MOAS-AV002 | FLORT | N | 2013-11-22
CP05MOAS-AV002 | NUTNR | N | 2013-11-22
CP05MOAS-AV002 | PARAD | N | 2013-11-22
CP05MOAS-AV003 | ADCPA | N | 2013-11-22
CP05MOAS-AV003 | CTDAV | N | 2013-11-22
CP05MOAS-AV003 | DOSTA | N | 2013-11-22
CP05MOAS-AV003 | FLORT | N | 2013-11-22
CP05MOAS-AV003 | NUTNR | N | 2013-11-22
CP05MOAS-AV003 | PARAD | N | 2013-11-22
CP05MOAS-GL001 | ADCPA | M | 2013-11-22
CP05MOAS-GL001 | CTDGV | M | 2013-11-22
CP05MOAS-GL001 | DOSTA | M | 2013-11-22
CP05MOAS-GL001 | FLORT | M | 2013-11-22
CP05MOAS-GL001 | PARAD | M | 2013-11-22
CP05MOAS-GL002 | ADCPA | M | 2013-11-22
CP05MOAS-GL002 | CTDGV | M | 2013-11-22
CP05MOAS-GL002 | DOSTA | M | 2013-11-22
CP05MOAS-GL002 | FLORT | M | 2013-11-22
CP05MOAS-GL002 | PARAD | M | 2013-11-22
CP05MOAS-GL003 | ADCPA | M | 2013-11-22
CP05MOAS-GL003 | CTDGV | M | 2013-11-22
CP05MOAS-GL003 | DOSTA | M | 2013-11-22
CP05MOAS-GL003 | FLORT | M | 2013-11-22
CP05MOAS-GL003 | PARAD | M | 2013-11-22
CP05MOAS-GL004 | ADCPA | M | 2013-11-22
CP05MOAS-GL004 | CTDGV | M | 2013-11-22
CP05MOAS-GL004 | DOSTA | M | 2013-11-22
CP05MOAS-GL004 | FLORT | M | 2013-11-22
CP05MOAS-GL004 | PARAD | M | 2013-11-22
CP05MOAS-GL005 | ADCPA | M | 2013-11-22
CP05MOAS-GL005 | CTDGV | M | 2013-11-22
CP05MOAS-GL005 | DOSTA | M | 2013-11-22
CP05MOAS-GL005 | FLORT | M | 2013-11-22
CP05MOAS-GL005 | PARAD | M | 2013-11-22
CP05MOAS-GL006 | ADCPA | M | 2013-11-22
CP05MOAS-GL006 | CTDGV | M | 2013-11-22
CP05MOAS-GL006 | DOSTA | M | 2013-11-22
CP05MOAS-GL006 | FLORT | M | 2013-11-22
CP05MOAS-GL006 | PARAD | M | 2013-11-22
GA01SUMO-RI002 | ADCPS | N
GA01SUMO-RI002 | CTDBP | F
GA01SUMO-RI002 | FLORT | D
GA01SUMO-RI002 | VELPT | A
GA01SUMO-RI003 | CTDMO | Q
GA01SUMO-RI003 | PHSEN | E
GA01SUMO-SB001 | METBK | A
GA01SUMO-SB001 | PCO2A | A
GA01SUMO-SB001 | WAVSS | A
GA02HYPM-MP003 | ZPLSG | A
GA02HYPM-SP001 | CTDPF | 0
GA02HYPM-SP001 | DOSTA | 0
GA02HYPM-SP001 | FLORD | 0
GA02HYPM-SP001 | NUTNR | 0
GA02HYPM-SP001 | OPTAA | 0
GA02HYPM-SP001 | PCO2W | 0
GA02HYPM-SP001 | SPKIR | 0
GA02HYPM-WF002 | CTDPF | L
GA02HYPM-WF002 | DOSTA | L
GA02HYPM-WF002 | FLORD | L
GA02HYPM-WF002 | VEL3D | 0
GA02HYPM-WF004 | CTDPF | L
GA02HYPM-WF004 | DOSTA | L
GA02HYPM-WF004 | FLORD | L
GA02HYPM-WF004 | VEL3D | 0
GA03FLMA-RI001 | ADCPS | L
GA03FLMA-RI001 | CTDMO | G
GA03FLMA-RI001 | DOSTA | D
GA03FLMA-RI001 | FLORT | D
GA03FLMA-RI001 | PHSEN | F
GA03FLMB-RI001 | ADCPS | L
GA03FLMB-RI001 | CTDMO | G
GA03FLMB-RI001 | DOSTA | D
GA03FLMB-RI001 | FLORT | D
GA03FLMB-RI001 | PHSEN | F
GA05MOAS-GL001 | CTDGV | M
GA05MOAS-GL001 | DOSTA | M
GA05MOAS-GL001 | FLORD | M
GA05MOAS-GL002 | CTDGV | M
GA05MOAS-GL002 | DOSTA | M
GA05MOAS-GL002 | FLORD | M
GA05MOAS-GL003 | CTDGV | M
GA05MOAS-GL003 | DOSTA | M
GA05MOAS-GL003 | FLORD | M
GI01SUMO-RI002 | ADCPS | N
GI01SUMO-RI002 | CTDBP | F
GI01SUMO-RI002 | FLORT | D
GI01SUMO-RI002 | VELPT | A
GI01SUMO-RI003 | CTDMO | Q
GI01SUMO-RI003 | PHSEN | E
GI01SUMO-SB001 | FDCHP | A
GI01SUMO-SB001 | METBK | A
GI01SUMO-SB001 | PCO2A | A
GI01SUMO-SB001 | WAVSS | A
GI02HYPM-MP003 | ZPLSG | A
GI02HYPM-SP001 | CTDPF | 0
GI02HYPM-SP001 | DOSTA | 0
GI02HYPM-SP001 | FLORD | 0
GI02HYPM-SP001 | NUTNR | 0
GI02HYPM-SP001 | OPTAA | 0
GI02HYPM-SP001 | PCO2W | 0
GI02HYPM-SP001 | SPKIR | 0
GI02HYPM-WF002 | CTDPF | L
GI02HYPM-WF002 | DOSTA | L
GI02HYPM-WF002 | FLORD | L
GI02HYPM-WF002 | VEL3D | 0
GI03FLMA-RI001 | ADCPS | L
GI03FLMA-RI001 | CTDMO | G
GI03FLMA-RI001 | DOSTA | D
GI03FLMA-RI001 | FLORT | D
GI03FLMA-RI001 | PHSEN | F
GI03FLMB-RI001 | ADCPS | L
GI03FLMB-RI001 | CTDMO | G
GI03FLMB-RI001 | DOSTA | D
GI03FLMB-RI001 | FLORT | D
GI03FLMB-RI001 | PHSEN | F
GI05MOAS-GL001 | CTDGV | M
GI05MOAS-GL001 | DOSTA | M
GI05MOAS-GL001 | FLORD | M
GI05MOAS-GL002 | CTDGV | M
GI05MOAS-GL002 | DOSTA | M
GI05MOAS-GL002 | FLORD | M
GI05MOAS-GL003 | CTDGV | M
GI05MOAS-GL003 | DOSTA | M
GI05MOAS-GL003 | FLORD | M
GP02HYPM-MP003 | ZPLSG | A | 2013-08-05
GP02HYPM-SP001 | CTDPF | 0 | 2013-08-05
GP02HYPM-SP001 | DOSTA | 0 | 2013-08-05
GP02HYPM-SP001 | FLORD | 0 | 2013-08-05
GP02HYPM-SP001 | NUTNR | 0 | 2013-08-05
GP02HYPM-SP001 | OPTAA | 0 | 2013-08-05
GP02HYPM-SP001 | PCO2W | 0 | 2013-08-05
GP02HYPM-SP001 | SPKIR | 0 | 2013-08-05
GP02HYPM-WF002 | CTDPF | L | 2013-08-05
GP02HYPM-WF002 | DOSTA | L | 2013-08-05
GP02HYPM-WF002 | FLORD | L | 2013-08-05
GP02HYPM-WF002 | VEL3D | 0 | 2013-08-05
GP02HYPM-WF004 | CTDPF | L | 2013-08-05
GP02HYPM-WF004 | DOSTA | L | 2013-08-05
GP02HYPM-WF004 | FLORD | L | 2013-08-05
GP02HYPM-WF004 | VEL3D | 0 | 2013-08-05
GP03FLMA-RI001 | ADCPS | L | 2013-08-05
GP03FLMA-RI001 | CTDMO | G | 2013-08-05
GP03FLMA-RI001 | DOSTA | D | 2013-08-05
GP03FLMA-RI001 | FLORT | D | 2013-08-05
GP03FLMA-RI001 | PHSEN | F | 2013-08-05
GP03FLMB-RI001 | ADCPS | L | 2013-08-05
GP03FLMB-RI001 | CTDMO | G | 2013-08-05
GP03FLMB-RI001 | DOSTA | D | 2013-08-05
GP03FLMB-RI001 | FLORT | D | 2013-08-05
GP03FLMB-RI001 | PHSEN | F | 2013-08-05
GP05MOAS-GL001 | CTDGV | M | 2013-08-05
GP05MOAS-GL001 | DOSTA | M | 2013-08-05
GP05MOAS-GL001 | FLORD | M | 2013-08-05
GP05MOAS-GL002 | CTDGV | M | 2013-08-05
GP05MOAS-GL002 | DOSTA | M | 2013-08-05
GP05MOAS-GL002 | FLORD | M | 2013-08-05
GP05MOAS-GL003 | CTDGV | M | 2013-08-05
GP05MOAS-GL003 | DOSTA | M | 2013-08-05
GP05MOAS-GL003 | FLORD | M | 2013-08-05
GS01SUMO-RI002 | ADCPS | N
GS01SUMO-RI002 | CTDBP | F
GS01SUMO-RI002 | FLORT | D
GS01SUMO-RI002 | VELPT | A
GS01SUMO-RI003 | CTDMO | Q
GS01SUMO-RI003 | PHSEN | E
GS01SUMO-SB001 | FDCHP | A
GS01SUMO-SB001 | METBK | A
GS01SUMO-SB001 | PCO2A | A
GS01SUMO-SB001 | WAVSS | A
GS02HYPM-MP003 | ZPLSG | A
GS02HYPM-SP001 | CTDPF | 0
GS02HYPM-SP001 | DOSTA | 0
GS02HYPM-SP001 | FLORD | 0
GS02HYPM-SP001 | NUTNR | 0
GS02HYPM-SP001 | OPTAA | 0
GS02HYPM-SP001 | PCO2W | 0
GS02HYPM-SP001 | SPKIR | 0
GS02HYPM-WF002 | CTDPF | L
GS02HYPM-WF002 | DOSTA | L
GS02HYPM-WF002 | FLORD | L
GS02HYPM-WF002 | VEL3D | 0
GS02HYPM-WF004 | CTDPF | L
GS02HYPM-WF004 | DOSTA | L
GS02HYPM-WF004 | FLORD | L
GS02HYPM-WF004 | VEL3D | 0
GS03FLMA-RI001 | ADCPS | L
GS03FLMA-RI001 | CTDMO | G
GS03FLMA-RI001 | DOSTA | D
GS03FLMA-RI001 | FLORT | D
GS03FLMA-RI001 | PHSEN | F
GS03FLMB-RI001 | ADCPS | L
GS03FLMB-RI001 | CTDMO | G
GS03FLMB-RI001 | DOSTA | D
GS03FLMB-RI001 | FLORT | D
GS03FLMB-RI001 | PHSEN | F
GS05MOAS-GL001 | CTDGV | M
GS05MOAS-GL001 | DOSTA | M
GS05MOAS-GL001 | FLORD | M
GS05MOAS-GL002 | CTDGV | M
GS05MOAS-GL002 | DOSTA | M
GS05MOAS-GL002 | FLORD | M
GS05MOAS-GL003 | CTDGV | M
GS05MOAS-GL003 | DOSTA | M
GS05MOAS-GL003 | FLORD | M
RS01SBVM-DP01A | CTDPF | L
RS01SBVM-DP01A | DOSTA | D
RS01SBVM-DP01A | FLORT | A
RS01SBVM-DP01A | OPTAA | C
RS01SBVM-DP01A | VEL3D | A
RS01SBVM-LJ01A | ADCPT | E
RS01SBVM-LJ01A | CTDPF | B
RS01SBVM-LJ01A | DOSTA | D
RS01SBVM-LJ01A | HPIES | A
RS01SBVM-LJ01A | HYDBB | A
RS01SBVM-LJ01A | OPTAA | C
RS01SBVM-PC01A | ADCPT | D
RS01SBVM-PC01A | CAMDS | C
RS01SBVM-PC01A | CTDPF | A
RS01SBVM-PC01A | DOSTA | D
RS01SBVM-PC01A | FLORD | D
RS01SBVM-PC01A | HYDBB | A
RS01SBVM-PC01A | PHSEN | A
RS01SBVM-PC01A | VADCP | A
RS01SBVM-SF01A | CTDPF | A
RS01SBVM-SF01A | DOFST | A
RS01SBVM-SF01A | FLORT | D
RS01SBVM-SF01A | NUTNR | A
RS01SBVM-SF01A | OPTAA | D
RS01SBVM-SF01A | PARAD | A
RS01SBVM-SF01A | PCO2W | A
RS01SBVM-SF01A | PHSEN | A
RS01SBVM-SF01A | SPKIR | A
RS01SBVM-SF01A | VELPT | D
RS01SLBS-MJ01A | HYDLF | A | 2013-06-18
RS01SLBS-MJ01A | OBSBB | A | 2013-06-18
RS01SLBS-MJ01A | PREST | A | 2013-06-18
RS01SLBS-MJ01A | VEL3D | B | 2013-06-18
RS01SUM1-LJ01B | HYDLF | A | 2013-06-18
RS01SUM1-LJ01B | OBSBK | A | 2013-06-18
RS01SUM1-LJ01B | OBSSP | A | 2013-06-18
RS01SUM1-LJ01B | PREST | B | 2013-06-18
RS01SUM1-LJ01B | VEL3D | B | 2013-06-18
RS01SUM2-MJ01B | ADCPS | K | 2013-06-18
RS01SUM2-MJ01B | CAMDS | B | 2013-06-18
RS01SUM2-MJ01B | FLOBN | A | 2013-06-18
RS01SUM2-MJ01B | MASSP | A | 2013-06-18
RS01SUM2-MJ01B | OSMOI | A | 2013-06-18
RS03ASHS-ID03A | CAMHD | A | 2013-07-16
RS03ASHS-MJ03B | OBSSP | A | 2013-07-16
RS03ASHS-MJ03B | OSMOI | A | 2013-07-16
RS03ASHS-MJ03B | TMPSF | A | 2013-07-16
RS03AXBS-MJ03A | HYDLF | A | 2013-07-16
RS03AXBS-MJ03A | OBSBB | A | 2013-07-16
RS03AXBS-MJ03A | PREST | A | 2013-07-16
RS03AXBS-MJ03A | VEL3D | B | 2013-07-16
RS03AXVM-DP03A | CTDPF | L
RS03AXVM-DP03A | DOSTA | D
RS03AXVM-DP03A | FLORT | A
RS03AXVM-DP03A | OPTAA | C
RS03AXVM-DP03A | VEL3D | A
RS03AXVM-LJ03A | ADCPT | E
RS03AXVM-LJ03A | CTDPF | B
RS03AXVM-LJ03A | DOSTA | D
RS03AXVM-LJ03A | HPIES | A
RS03AXVM-LJ03A | HYDBB | A
RS03AXVM-LJ03A | OPTAA | C
RS03AXVM-PC03A | ADCPT | D
RS03AXVM-PC03A | CAMDS | C
RS03AXVM-PC03A | CTDPF | A
RS03AXVM-PC03A | DOSTA | D
RS03AXVM-PC03A | FLORD | D
RS03AXVM-PC03A | HYDBB | A
RS03AXVM-PC03A | PHSEN | A
RS03AXVM-PC03A | VADCP | A
RS03AXVM-SF03A | CTDPF | A
RS03AXVM-SF03A | DOFST | A
RS03AXVM-SF03A | FLORT | D
RS03AXVM-SF03A | NUTNR | A
RS03AXVM-SF03A | OPTAA | D
RS03AXVM-SF03A | PARAD | A
RS03AXVM-SF03A | PCO2W | A
RS03AXVM-SF03A | PHSEN | A
RS03AXVM-SF03A | SPKIR | A
RS03AXVM-SF03A | VELPT | D
RS03CCAL-MJ03F | BOTPT | A | 2013-07-16
RS03CCAL-MJ03F | HYDLF | A | 2013-07-16
RS03CCAL-MJ03F | OBSBB | A | 2013-07-16
RS03ECAL-MJ03E | BOTPT | A | 2013-07-16
RS03ECAL-MJ03E | HYDLF | A | 2013-07-16
RS03ECAL-MJ03E | OBSBK | A | 2013-07-16
RS03ECAL-MJ03E | OBSSP | A | 2013-07-16
RS03INT1-MJ03C | THSPH | A | 2013-07-16
RS03INT1-MJ03C | TRHPH | A | 2013-07-16
RS03INT2-MJ03D | BOTPT | A | 2013-07-16
RS03INT2-MJ03D | CAMDS | B | 2013-07-16
RS03INT2-MJ03D | MASSP | A | 2013-07-16
RS03INT2-MJ03D | OBSSP | A | 2013-07-16
RS03INT2-MJ03D | PPSDN | A | 2013-07-16
RS03INT2-MJ03D | RASFL | A | 2013-07-16
RS03INT2-MJ03D | VEL3D | B | 2013-07-16

## PlatformAgents
Code | SAF Name | Name | Agent Type | Node Types | RT Control Path | RT Data Path | RT Data Acquisition | Full Data Acquisition | Marine-CI Interface Location
CICU-SMPC | InSitu CyberPoP - Surface Mooring Platfrom Controller | Surface Mooring Platform Agent | PlatformAgent | LM,HM,SM | Direct | Direct | Partial | Post Deployment | In situ
CPOP-CMDS | Shore CyberPoP - Coastal Mooring Dock Server |  | DataAgent | CP,DP,FM,GP,LM,HM,MP,SM,PM,RI | Operator | File Transfer | Partial | Post Deployment | On shore
CPOP-GMDS | Shore CyberPoP - Global Mooring Dock Server |  | DataAgent | LM,HM,SM | Operator | File Transfer | Partial | Post Deployment | On shore
CPOP-CGDS | Shore CyberPoP - Coastal Glider Dock Server |  | DataAgent | GL | Operator | File Transfer | Partial | Post Deployment | On shore
CPOP-OGDS | Shore CyberPoP - Open Ocean Glider Dock Server |  | DataAgent | GL | Operator | File Transfer | Partial | Post Deployment | On shore
CPOP-AVDS | Shore CyberPoP - AUV Dock Server |  | DataAgent | AV | Operator | File Transfer | Partial | Post Deployment | On shore
CPOP-ROMS | Shore CyberPoP - Regional Operations Management System | RSN Node Platform Agent | PlatformAgent | BP,ID,LJ,LM,MJ,MF,PC | Direct | Direct | Complete | Real Time | On shore

## PlatformConfigurationTypes
Code | Name | Platform Agent Type | Platform Agent Type Name
AVVN-PC | AUV Vendor Supplied Platform Configuration | CPOP-AVDS | Shore CyberPoP - AUV Dock Server
CGVN-PC | Coastal Glider Vendor Supplied Platform Configuration | CPOP-CGDS | Shore CyberPoP - Coastal Glider Dock Server
CPVN-PC | Coastal Profiler Vendor Supplied Platform Configuration | CPOP-CMDS | Shore CyberPoP - Coastal Mooring Dock Server
DCL-PCFP | WHOI DCL Full Power Platform Configuration | CICU-SMPC | InSitu CyberPoP - Surface Mooring Platfrom Controller
DCL-PCLP | WHOI DCL Low Power Platform Configuration | CPOP-CMDS | Shore CyberPoP - Coastal Mooring Dock Server
DCL-STC | WHOI DCL STC Platform Configuration | CPOP-CMDS | Shore CyberPoP - Coastal Mooring Dock Server
OGVN-PC | Open Ocean Glider Vendor Supplied Platform Configuration | CPOP-OGDS | Shore CyberPoP - Open Ocean Glider Dock Server
RSN-PC | UW Junction Box Platform Configuration | CPOP-ROMS | Shore CyberPoP - Regional Operations Management System
RSN-PCDP | UW Deep Profiler Platform Configuration | CPOP-ROMS | Shore CyberPoP - Regional Operations Management System
RSN-PCHD | UW HD Camera Platform Configuration | CPOP-ROMS | Shore CyberPoP - Regional Operations Management System
RSN-PCSF | UW Shallow Profiler Platform Configuration | CPOP-ROMS | Shore CyberPoP - Regional Operations Management System
SIO-PC | SIO Platform Configuration | CPOP-GMDS | Shore CyberPoP - Global Mooring Dock Server

## CGPlatforms
Reference ID | Site | Depth | Mooring Name | Telemetry | Upper Termination | Platform Controller | Engineering Sensors | Platform Type Name | Platform Type Code | Power Configuration | Controller Type | Terrestial Link
CE01ISSM | Endurance Oregon Inshore | 24.3 m | Coastal EM Surface Mooring | Iridium 9522 (1) Iridium SBD (1) Freewave (1) Wi-Fi (1) | Submersible Surface Buoy | CPMs, DCLs w GPS (1) | Motion Pack | Low Power Surface Moorings | LM | Battery | DCL-PCLP | MMWireless
CE01ISSP | Endurance Oregon Inshore | 24.3 m | Coastal Surface Piercing Profiler Mooring | CPVN-PC | -- | CPVN-PC | –– | Surface Piercing Profiler Moorings | CP | Battery | CPVN-PC | CPVN-PC
CE02SHBP | Endurance Oregon Shelf | 80 m | Benthic Experiment Package | RSN-Cable | -- | RSN Jbox | (RSN provided, inside JBox) | Benthic Experiment Package | BP | Cable | RSN-PC | Cable
CE02SHSM | Endurance Oregon Shelf | 80 m | Coastal Surface Mooring | FBB250 (2) Iridium 9522(2) Iridium SBD (2) Freewave (2) Wi-Fi (1) | Coastal Standard Power Surface Buoy | Full-Function w/ GPS (2) | Motion Pack | Standard Power Surface Moorings | SM | Standard | DCL-PCFP | MMWireless
CE02SHSP | Endurance Oregon Shelf | 80 m | Coastal Surface Piercing Profiler Mooring | RSN-Cable | -- | RSN Jbox | –– | Surface Piercing Profiler Moorings | CP | Cable | RSN-PC | Cable
CE04OSBP | Endurance Oregon Offshore | 588 m | Benthic Experiment Package | RSN-Cable | -- | RSN Jbox | (RSN provided, inside JBox) | Benthic Experiment Package | BP | Cable | RSN-PC | Cable
CE04OSHY | Endurance Oregon Offshore | 588 m | Cabled Hybrid Profiler Mooring | RSN-Cable | -- | RSN Jbox | (RSN provided, inside JBox) | Cabled Hybrid Profiler Mooring | HY | Cable | RSN-PC | Cable
CE04OSSM | Endurance Oregon Offshore | 588 m | Coastal Surface Mooring | FBB250 (2) Iridium 9522(2) Iridium SBD (2) Freewave (2) Wi-Fi (1) | Coastal Standard Power Surface Buoy | Full-Function w/ GPS (2) | Motion Pack | Standard Power Surface Moorings | SM | Standard | DCL-PCFP | MMWireless
CE05MOAS-GL | Endurance Mobile Arena |  | Coastal Glider | CGVN-PC | -- | CGVN-PC | -- | Coastal Glider | CG | Battery | CGVN-PC | CGVN-PC
CE06ISSM | Endurance Washington Inshore | 29 m | Coastal EM Surface Mooring | Iridium 9522 (1) Iridium SBD (1) Freewave (1) Wi-Fi (1) | Submersible Surface Buoy | CPMs, DCLs w GPS (1) | Motion Pack | Low Power Surface Moorings | LM | Battery | DCL-PCLP | MMWireless
CE06ISSP | Endurance Washington Inshore | 29 m | Coastal Surface Piercing Profiler Mooring | CPVN-PC | -- | CPVN-PC | –– | Surface Piercing Profiler Moorings | CP | Battery | CPVN-PC | CPVN-PC
CE07SHSM | Endurance Washington Shelf | 87 m | Coastal EM Surface Mooring | FBB250 (2) Iridium 9522(2) Iridium SBD (2) Freewave (2) Wi-Fi (1) | Coastal High Power Surface Buoy | Full-Function w/ GPS (2) | Motion Pack | High Power Surface Moorings | HM | High | DCL-PCFP | MMWireless
CE07SHSP | Endurance Washington Shelf | 87 m | Coastal Surface Piercing Profiler Mooring | CPVN-PC | -- | CPVN-PC | –– | Surface Piercing Profiler Moorings | CP | Battery | CPVN-PC | CPVN-PC
CE09OSPM | Endurance Washington Offshore | 542 m | Coastal Profiler Mooring | Iridium 9522 (1) Iridium SBD (1) Freewave (1) Wi-Fi (1) | Submersible Surface Buoy | STC w GPS (1) | Motion Pack | Wire Following Profiler Moorings | WF | Battery | DCL-STC | MMWireless
CE09OSSM | Endurance Washington Offshore | 542 m | Coastal EM Surface Mooring | FBB250 (2) Iridium 9522(2) Iridium SBD (2) Freewave (2) Wi-Fi (1) | Coastal High Power Surface Buoy | Full-Function w/ GPS (2) | Motion Pack | High Power Surface Moorings | HM | High | DCL-PCFP | MMWireless
CP01CNSM | Pioneer Central | 133 m | Coastal EM Surface Mooring | FBB250 (2) Iridium 9522(2) Iridium SBD (2) Freewave (2) Wi-Fi (1) | Coastal High Power Surface Buoy | Full-Function w/ GPS (2) | Motion Pack | High Power Surface Moorings | HM | High | DCL-PCFP | MMWireless
CP01CNSP | Pioneer Central | 133 m | Coastal Surface Piercing Profiler Mooring | CPVN-PC | -- | CPVN-PC | –– | Surface Piercing Profiler Moorings | CP | Battery | CPVN-PC | CPVN-PC
CP02PMCI | Pioneer Central Inshore | 125 m | Coastal Profiler Mooring | Iridium 9522 (1) Iridium SBD (1) Freewave (1) Wi-Fi (1) | Submersible Surface Buoy | STC w GPS (1) | Motion Pack | Wire Following Profiler Moorings | WF | Battery | DCL-STC | MMWireless
CP02PMCO | Pioneer Central Offshore | 150 m | Coastal Profiler Mooring | Iridium 9522 (1) Iridium SBD (1) Freewave (1) Wi-Fi (1) | Submersible Surface Buoy | STC w GPS (1) | Motion Pack | Wire Following Profiler Moorings | WF | Battery | DCL-STC | MMWireless
CP02PMUI | Pioneer Upstream Inshore | 91.5 m | Coastal Profiler Mooring | Iridium 9522 (1) Iridium SBD (1) Freewave (1) Wi-Fi (1) | Submersible Surface Buoy | STC w GPS (1) | Motion Pack | Wire Following Profiler Moorings | WF | Battery | DCL-STC | MMWireless
CP02PMUO | Pioneer Upstream Offshore | 450 m | Coastal Profiler Mooring | Iridium 9522 (1) Iridium SBD (1) Freewave (1) Wi-Fi (1) | Submersible Surface Buoy | STC w GPS (1) | Motion Pack | Wire Following Profiler Moorings | WF | Battery | DCL-STC | MMWireless
CP03ISSM | Pioneer Inshore | 91.5 m | Coastal EM Surface Mooring | FBB250 (2) Iridium 9522(2) Iridium SBD (2) Freewave (2) Wi-Fi (1) | Coastal High Power Surface Buoy | Full-Function w/ GPS (2) | Motion Pack | High Power Surface Moorings | HM | High | DCL-PCFP | MMWireless
CP03ISSP | Pioneer Inshore | 91.5 m | Coastal Surface Piercing Profiler Mooring | CPVN-PC | -- | CPVN-PC | –– | Surface Piercing Profiler Moorings | CP | Battery | CPVN-PC | CPVN-PC
CP04OSPM | Pioneer Offshore | 450 m | Coastal Profiler Mooring | Iridium 9522 (1) Iridium SBD (1) Freewave (1) Wi-Fi (1) | Submersible Surface Buoy | STC w GPS (1) | Motion Pack | Wire Following Profiler Moorings | WF | Battery | DCL-STC | MMWireless
CP04OSSM | Pioneer Offshore | 450 m | Coastal EM Surface Mooring | FBB250 (2) Iridium 9522(2) Iridium SBD (2) Freewave (2) Wi-Fi (1) | Coastal High Power Surface Buoy | Full-Function w/ GPS (2) | Motion Pack | High Power Surface Moorings | HM | High | DCL-PCFP | MMWireless
CP05MOAS-AV | Pioneer Mobile Arena |  | Automous Underwater Vehicle | AVVN-PC | -- | AVVN-PC | -- | Automous Underwater Vehicle | AV | Battery | AVVN-PC | AVVN-PC
CP05MOAS-GL | Pioneer Mobile Arena |  | Coastal Glider | CGVN-PC | -- | CGVN-PC | -- | Coastal Glider | CG | Battery | CGVN-PC | CGVN-PC
GA01SUMO | Global Argentine Basin | 5200 m | Global Surface Mooring | FBB250 (2) Iridium 9522(2) Iridium SBD (2) Freewave (2) Wi-Fi (1) | Global Standard Power Surface Buoy | Full-Function w/ GPS (2) | Motion Pack | Standard Power Surface Moorings | SM | Standard | DCL-PCFP | MMWireless
GA02HYPM | Global Argentine Basin | 5200 m | Global Hybrid Profiler Mooring | GPVN-PC | -- | SIO Controller | -- | Hybrid Profiler Moorings | GP | Battery | SIO-PC | GPVN-PC
GA03FLMA | Global Argentine Basin | 5200 m | Global Subsurface Flanking Moorings | (ACOMM via Glider) | Subsurface Float @ 40 m | SIO Controller | -- | Low Power Sub-surface Moorings | FM | Battery | SIO-PC | ACOMM
GA03FLMB | Global Argentine Basin | 5200 m | Global Subsurface Flanking Moorings | (ACOMM via Glider) | Subsurface Float @ 40 m | SIO Controller | -- | Low Power Sub-surface Moorings | FM | Battery | SIO-PC | ACOMM
GA05MOAS-GL | Argentine Mobile Arena |  | Open Ocean Glider | OGVN-PC | -- | OGVN-PC | -- | Open Ocean Glider | OG | Battery | OGVN-PC | OGVN-PC
GI01SUMO | Global Irminger Sea | 2800 m | Global Surface Mooring | FBB250 (2) Iridium 9522(2) Iridium SBD (2) Freewave (2) Wi-Fi (1) | Global Standard Power Surface Buoy | Full-Function w/ GPS (2) | Motion Pack | Standard Power Surface Moorings | SM | Standard | DCL-PCFP | MMWireless
GI02HYPM | Global Irminger Sea | 2800 m | Global Hybrid Profiler Mooring | GPVN-PC | -- | SIO Controller | -- | Hybrid Profiler Moorings | GP | Battery | SIO-PC | GPVN-PC
GI03FLMA | Global Irminger Sea | 2800 m | Global Subsurface Flanking Moorings | (ACOMM via Glider) | Subsurface Float @ 40 m | SIO Controller | -- | Low Power Sub-surface Moorings | FM | Battery | SIO-PC | ACOMM
GI03FLMB | Global Irminger Sea | 2800 m | Global Subsurface Flanking Moorings | (ACOMM via Glider) | Subsurface Float @ 40 m | SIO Controller | -- | Low Power Sub-surface Moorings | FM | Battery | SIO-PC | ACOMM
GI05MOAS-GL | Irminger Mobile Arena |  | Open Ocean Glider | OGVN-PC | -- | OGVN-PC | -- | Open Ocean Glider | OG | Battery | OGVN-PC | OGVN-PC
GP02HYPM | Global Station Papa | 4250 m | Global Hybrid Profiler Mooring | GPVN-PC | -- | SIO Controller | -- | Hybrid Profiler Moorings | GP | Battery | SIO-PC | GPVN-PC
GP03FLMA | Global Station Papa | 4250 m | Global Subsurface Flanking Moorings | (ACOMM via Glider) | Subsurface Float @ 40 m | SIO Controller | -- | Low Power Sub-surface Moorings | FM | Battery | SIO-PC | ACOMM
GP03FLMB | Global Station Papa | 4250 m | Global Subsurface Flanking Moorings | (ACOMM via Glider) | Subsurface Float @ 40 m | SIO Controller | -- | Low Power Sub-surface Moorings | FM | Battery | SIO-PC | ACOMM
GP05MOAS-GL | Papa Mobile Arena |  | Open Ocean Glider | OGVN-PC | -- | OGVN-PC | -- | Open Ocean Glider | OG | Battery | OGVN-PC | OGVN-PC
GS01SUMO | Global Southern Ocean | 4800 m | Global Surface Mooring | FBB250 (2) Iridium 9522(2) Iridium SBD (2) Freewave (2) Wi-Fi (1) | Global Standard Power Surface Buoy | Full-Function w/ GPS (2) | Motion Pack | Standard Power Surface Moorings | SM | Standard | DCL-PCFP | MMWireless
GS02HYPM | Global Southern Ocean | 4800 m | Global Hybrid Profiler Mooring | GPVN-PC | Subsurface Float @ 230 m | SIO Controller | -- | Hybrid Profiler Moorings | GP | Battery | SIO-PC | GPVN-PC
GS03FLMA | Global Southern Ocean | 4800 m | Global Subsurface Flanking Moorings | (ACOMM via Glider) | Subsurface Float @ 40 m | SIO Controller | -- | Low Power Sub-surface Moorings | FM | Battery | SIO-PC | ACOMM
GS03FLMB | Global Southern Ocean | 4800 m | Global Subsurface Flanking Moorings | (ACOMM via Glider) | Subsurface Float @ 40 m | SIO Controller | -- | Low Power Sub-surface Moorings | FM | Battery | SIO-PC | ACOMM
GS05MOAS-GL | Souther Mobile Arena |  | Open Ocean Glider | OGVN-PC | -- | OGVN-PC | -- | Open Ocean Glider | OG | Battery | OGVN-PC | OGVN-PC

## RSNNodes
Class | RD Prefix | Type | Suffix | Long Code | SAF Subsite | RD | Self Port | Uplink | Uplink Port | SAF | Question | Change
Shore |  | SS |  | SS
Primary | RS01 | PN | 1A | RS01PN1A |  | N/A | input | SS | NA
Secondary | RS01 | MJ | 01A | RS01MJ01A | RS01SLBS | RS01SLBS-MJ01A | 01 | PN1A | 03 | Yes
Secondary | RS01 | LV | 01A | RS01LV01A | RS01SBVM | RS01SBVM-LV01A | 01 | PN1A | 02 |  | Add node to SAF? Which subsite? | added subsite
Secondary | RS01 | LJ | 01A | RS01LJ01A | RS01SBVM | RS01SBVM-LJ01A | 01 | LV01A | 05 | Yes
Platform | RS01 | PD | 01A | RS01PD01A |  |  |  | LV01A | 03 |  | Docking Station? | NEW
Platform | RS01 | DP | 01A | RS01DP01A | RS01SBVM | RS01SBVM-DP01A |  | LV01A |  | Yes
Platform | RS01 | PC | 01A | RS01PC01A | RS01SBVM | RS01SBVM-PC01A | 01 | LV01A | 02 | Yes
Platform | RS01 | SC | 01A | RS01SC01A | RS01SBVM | RS01SBVM-SC01A | 01 | PC01A | 02 |  | Is this a trackable component? Not in SAF | added subsite
Platform | RS01 | SF | 01A | RS01SF01A | RS01SBVM | RS01SBVM-SF01A | 01 | SC01A | 04 | Yes
Primary | RS01 | PN | 1B | RS01PN1B |  | N/A | input | PN1A | X1
Secondary | RS01 | LV | 01B | RS01LV01B | RS01SUM1 | RS01SUM1-LV01B | 01 | PN1B | 02 |  | Add node to SAF? Which subsite? | added subsite
Secondary | RS01 | MJ | 01B | RS01MJ01B | RS01SUM2 | RS01SUM2-MJ01B | 01 | LV01B | 02 | Yes
Secondary | RS01 | LJ | 01B | RS01LJ01B | RS01SUM1 | RS01SUM1-LJ01B | 01 | LV01B | 05 | Yes
Primary | CE04 | PN | 1C | CE04PN1C |  | N/A | input | PN1B | X1
Secondary | CE04 | LV | 01C | CE04LV01C | CE04OSHY | CE04OSHY-LV01C | 01 | PN1C | 02 |  | There is an Instrument on this Node; it should be in SAF | added subsite
Secondary | CE04 | LJ | 01C | CE04LJ01C | CE04OSBP | CE04OSBP-LJ01C | 01 | LV01C | 05 | Yes
Platform | CE04 | PD | 01B | CE04PD01B |  |  |  | LV01C | 03
Platform | CE04 | DP | 01B | CE04DP01B | CE04OSHY | CE04OSHY-DP01B |  | LV01C |  | Yes
Platform | CE04 | PC | 01B | CE04PC01B | CE04OSHY | CE04OSHY-PC01B | 01 | LV01C | 02 | Yes
Platform | CE04 | SC | 01B | CE04SC01B |  | N/A | 01 | PC01B | 02 |  | Is this a trackable component? Not in SAF
Platform | CE04 | SF | 01B | CE04SF01B | CE04OSHY | CE04OSHY-SF01B | 01 | SC01B | 04 | Yes
Primary | CE02 | PN | 1D | CE02PN1D |  | N/A | input | PN1C | X1
Secondary | CE02 | MJ | 01C | CE02MJ01C | CE02SHBP | CE02SHBP-MJ01C | 01 | PN1D | 02 | Yes
Secondary | CE02 | LJ | 01D | CE02LJ01D | CE02SHBP | CE02SHBP-LJ01D | 01 | MJ01C | 05 | Yes
Primary | RS05 | PN | 5A | RS05PN5A |  | N/A | input | SS | NA
Primary | RS03 | PN | 3A | RS03PN3A |  | N/A | input | PN5A | X1
Secondary | RS03 | MJ | 03A | RS03MJ03A | RS03AXBS | RS03AXBS-MJ03A | 01 | PN3A | 03 | Yes
Secondary | RS03 | LV | 03A | RS03LV03A | RS03AXVM | RS03AXVM-LV03A | 01 | PN3A | 02 |  | Add node to SAF? Which subsite? | added subsite | Time server
Secondary | RS03 | LJ | 03A | RS03LJ03A | RS03AXVM | RS03AXVM-LJ03A | 01 | LV03A | 05 | Yes |  |  | PFE
Platform | RS03 | PD | 03A | RS03PD03A |  |  |  | LV03A | 03 |  |  |  | L3-UPS1
Platform | RS03 | DP | 03A | RS03DP03A | RS03AXVM | RS03AXVM-DP03A |  | LV03A |  | Yes |  |  | L3-UPS2
Platform | RS03 | PC | 03A | RS03PC03A | RS03AXVM | RS03AXVM-PC03A | 01 | LV03A | 02 | Yes |  |  | RSN-UPS1
Platform | RS03 | SC | 03A | RS03SC03A | RS03AXVM | RS03AXVM-SC03A | 01 | PC03A | 02 |  | Is this a trackable component? Not in SAF | added subsite | Backhaul
Platform | RS03 | SF | 03A | RS03SF03A | RS03AXVM | RS03AXVM-SF03A | 01 | SC03A | 04 | Yes |  |  | SLTE
Primary | RS03 | PN | 3B | RS03PN3B |  | N/A | input | PN3A | X1
Secondary | RS03 | MJ | 03B | RS03MJ03B | RS03ASHS | RS03ASHS-MJ03B | 01 | PN3B | 02 | Yes
Secondary | RS03 | MJ | 03C | RS03MJ03C | RS03INT1 | RS03INT1-MJ03C | 01 | PN3B | 03 | Yes
Secondary | RS03 | MJ | 03D | RS03MJ03D | RS03INT2 | RS03INT2-MJ03D | 01 | PN3B | 04 | Yes
Secondary | RS03 | MJ | 03E | RS03MJ03E | RS03ECAL | RS03ECAL-MJ03E | 01 | PN3B | 05 | Yes
Secondary | RS03 | MJ | 03F | RS03MJ03F | RS03CCAL | RS03CCAL-MJ03F | 01 | PN3B | 01 | Yes
Platform | RS03 | ID | 03A | RS03ID03A | RS03ASHS | RS03ASHS-ID03A |  | PN3B | 06 | Yes | HD Camera interface - does not need to be tracked as a separate node.