## Info
Welcome to the OOI Preload Spreadsheet! The place for authoritative OOI deployment, instrument driver, data handler information. Questions? Michael M, Alan C, Tim M, Bill F
WARNING: The contents of this spreadsheet are automatically read from this location for ION R2 development, testing and demo system loading many times a day. Some tabs and columns are very sentitive to correct content. Do not change without checking thinks work afterwards Please refer to the specific documentation of tabs and columns below for more details. General information about this R2 preload process is provided below as well
Tab | Column | Parsed | Description
MISC |  |  | See documentation here: https://confluence.oceanobservatories.org/display/CIDev/ION+R2+OOI+Resource+Import https://confluence.oceanobservatories.org/display/CIDev/OOI+Asset+Organization https://confluence.oceanobservatories.org/display/CIDev/R2+System+Preload
Series |  |  | This spreadsheet lists all SAF defined instrument series. ION defines an instrument model resource per used SAF series
| Class Code | Yes | Official 5 char instrument class code. Must exist in SAF
| Series | Yes | Official 1 char instrument series extension code. Must exist in SAF with class. Anything different than 1 char is ignored with warning
| First Availability | Yes | The date entered here (if existing) is uses as the minimum first deployment date for this model of instrument. If SAF defines an earlier date, it is overridden
| IA | Yes | If value == "Yes", indicates that this model has an instrument agent (planned or available)
| IA Code | Yes | The code used to identify the instrument agent used for this model. Several models may share the same instrument agent code
| Tier1 | Yes | If value == "Yes", indicates this instrument is connected via the Navy ORB
InstAgents |  |  | This spreadsheet defines all the planned and existing instrument agents (drivers) available to ION.
| Agent Code | Yes | The code used in the Series!IA Code column, identifying a type of driver.
| Present | Yes | If value == "Yes", the driver exists and finished development
| Active | Yes | If value == "Yes", the driver should be used when performing the preload. This is a simple enable/disable flag
DataAgents |  | Yes | This spreadsheet defines all the planned and existing data agents (handlers) available to ION. This includes handlers for near-real time data and for recovery data. Some handlers parse information aggregated at the platform level
| Agent Code | Yes | The code used in the Series!DART Code column, identifying a type of agent.
| Present | Yes | If value == "Yes", the agent exists and finished development
| Active | Yes | If value == "Yes", the agent should be used when performing the preload. This is a simple enable/disable flag
Facilities |  | No | This spreadsheet defines the facilities used to represent the organizational structures of the Marine IOs
Arrays |  |  | This spreadsheet defines the arrays defined in SAF. This information is used to construct lower level asset names
| Composite Name | Referenced | The text used when constructing systematic site names
Sites |  |  | This spreadsheet defines the sites defined in SAF. This information is used to construct lower level asset names
| Full Name | Referenced | The text used when constructing systematic subsite names
Subsites |  | Yes | This spreadsheet defines the subsites defined in SAF; it references the Sites tab to construct systematic name prefixes.
| Full Name | Yes | The unique (!) values appearing in this column define the ION Observatory (site) resources. This means that there will be fewer ION Observatory sites than rows in this table. Also, some rows refer to subsites that are NOT in SAF
| lat/long | Yes | Override values in SAF to provide sites with coordinates
Nodes
| Reference ID | Yes | RD of the node (platform, assembly or component level)
| Parent Reference ID | Yes | Immediate parent RD of the node (if existing)
| Platform Reference ID | Yes | Platform RD for this node
| Full Name | Yes | Name used for ION resource for this node
| Start Deployment Cruise | Yes | Earliest date a platform or node is deployed. Overrides SAF information.
| Self Port | Yes | Name of port on current node for uplink connection
| Uplink Node | Yes | RD of device serving as uplink
| Uplink Port | Yes | Name of port on uplink node for uplink
NodeType |  |  | Additional information regarding SAF node types. Additional node types not in SAF
| Code | Yes | Official SAF 2 character code for node type
| Name |  | Override name to define PlatformModel resource names
| Composite Name | Referenced | The text used when constructing systematic node names
PlatformAgents |  |  | Additional information regarding the classes of platform agents used to control nodes with instruments
| Code | Yes | Code used in the Nodes tab identifying the type of platform agent (controller)
| Agent Type | Yes | Whether the agent is a "PlatformAgent" or a "DataAgent"
| Node Types | Yes | List of node types that this entry manages
| RT Control Path | Yes | Whether RT control is "Direct" or manual by an "Operator"
| RT Data Path | Yes | Whether the RT data path is "Direct" to ION or "File Transfer" via a Marine IO data server
| RT Data Acquisition | Yes | Whetner the RT data acquisition received the "Complete" data or a "Partial"
| Full Data Acquisition | Yes | Whether the full volumne of data is available in "Real Time" or only "Post Deployment"
DataProducts |  |  | Override table that adds detail to SAF definitions for data products
Instruments |  |  | Override table for instrument reference designators
RDMap |  |  | Mapping table from old to new reference designators

## Series
Class Code | Series | Alan Class/Series (if different) | Description | Manufacturer/Model | CGSN Instances | EA Instances | RSN Instances | Deployment Location(s) | IOS Complete Date | Deployment Date | Deployment Type (IA or DA) | Driver Need Date | IDD Complete Date | Dataset Agent Need Date | SAF Alternative Name | Name Extension | First Availability | Array | Comment | IA | IA Code | DA RT | DA RT Code | DA PR | DA PR Code | Connection | Tier 1 | IA Pull Mode | RT Data Full | Size Per Sample | Issues
ADCPA | M |  | Velocity Profile Mobile Asset | Teledyne RDI Explorer DVL 600 kHz | 9 | 6 | N/A | EA glider Pioneer glider | N/A | 2013-10 2013-11 | DA | N/A |  | 2013-10 2013-11 | Velocity Profiler (short range) for mobile assets |  |  |  |  | No | [5 empty] | Indirect
ADCPA | N |  |  | Unassigned | 3 | N/A | N/A | Pioneer AUV | N/A | 4Q-2014 | DA | N/A |  | 2014-10 | Velocity Profiler (short range) for mobile assets |  |  |  |  | No | [5 empty] | Indirect
ADCPS | I |  | Velocity Profile Long Range | Teledyne RDI Workhorse Long Ranger Monitor 75 kHz | N/A | 1 | N/A | EA OSBP |  | 2013-07 | IA | 2013-05-01 | N/A | N/A | Velocity Profiler (long range) |  | 2013-08 | RS |  | Yes | ADCPS_I |  |  |  |  | Direct |  |  | Yes
ADCPS | J |  |  | Teledyne RDI Workhorse Long Ranger Sentinel 75 kHz RS-232 | 1 | 1 | N/A | Pioneer OSSM Endurance WA OSSM |  | 2Q-2014 4Q-2014 | IA+DA | 2013-11-01 | N/A | 4Q-2014 | Velocity Profiler (long range) | [10 empty] | TBD
ADCPS | K |  |  | Teledyne RDI Workhorse Long Ranger Monitor 75 kHz | N/A | N/A | 1 | Hydrate Summit | 2013-03-08 | 3Q-2014 | IA | 2014-05-01 | N/A | N/A | Velocity Profiler (long range) |  |  |  |  | Yes | ADCPS_K |  |  |  |  | Direct
ADCPS | L |  |  | Teledyne RDI Workhorse Long Ranger Sentinel 75 kHz RS-422 | 2+6 | 1 | N/A | Papa MFM Pioneer UOPM AR/IR/SO MFM | N/A | 2013-07 2013-11 3Q-2014 | DA | N/A | (5/1/2013) | 3Q-2014 2013-11 3Q-2015 | Velocity Profiler (long range) |  | 2013-07 | GP |  |  |  | Yes | DART_ADCPS_L | Yes |  | Indirect
ADCPS | N |  |  | Teledyne RDI Workhorse Long Ranger Sentinel 75 kHz Inductive | 3 | N/A | N/A | AR/IR/SO surface |  | 3Q-2014 | IA+DA | 2014-02-01 | N/A | 3Q-2015 | Velocity Profiler (long range) | [10 empty] | TBD
ADCPT | A |  | Velocity Profile Short Range | Teledyne RDI Workhorse Sentinel 300/600 kHz | N/A | 2 | N/A | EA OR+WA SHSM |  | 4Q-2014 | IA+DA | 2014-05-01 | N/A | 2Q-2015 | Velocity Profiler (short range) | [10 empty] | TBD
ADCPT | B |  |  | Teledyne RDI Workhorse Sentinel 300 kHz | N/A | 1 | N/A | EA OR SHBP | 2013-01-23 | 3Q-2014 | IA | 2014-05-01 | N/A | N/A | Velocity Profiler (short range) |  |  |  |  | Yes | ADCPT_B |  |  |  |  | Direct
ADCPT | C |  |  | Teledyne RDI Workhorse Sentinel 300/600 kHz (A IOS) | N/A | 3 | N/A | EA OR+WA OSSM EA WA SHSM |  | 4Q-2014 4Q-2014 | IA+DA | 2014-05-01 | N/A | 2Q-2015 | Velocity Profiler (short range) | [10 empty] | TBD
ADCPT | D |  |  | Teledyne RDI Quartermaster Monitor 150 kHz/1500 m housing | N/A | N/A | 2 | Axial+Slope Profilers |  | 3Q-2014 | IA | 2014-05-01 | N/A | N/A | Velocity Profiler (short range) | [5 empty] | ADCPT_DE |  |  |  |  | TBD
ADCPT | E |  |  | Teledyne RDI Quartermaster Monitor 150 kHz/6000 m housing | N/A | N/A | 2 | Axial+Slope Profilers |  | 3Q-2014 | IA | 2014-05-01 | N/A | N/A | Velocity Profiler (short range)
ADCPT | F |  |  | Teledyne RDI Workhorse Monitor 150 kHz | 2 | N/A | N/A | Pioneer CNSM Pioneer ISSM | 2012-12-07 | 2013-11 2Q-2014 | IA+DA | 2014-07-01 |  | 2Q-2014 | Velocity Profiler (short range) |  |  |  |  | Yes | ADCPT_F |  |  | Yes |  | Presence
ADCPT | G |  |  | Teledyne RDI Workhorse Monitor 150 kHz (inductive) | 2 | N/A | N/A | Pioneer WFP | N/A | 2013-11 | DA | N/A |  | 2Q-2014 | Velocity Profiler (short range) |  |  |  |  | No | [5 empty] | Indirect
ADCPT | M |  |  | Teledyne RDI Workhorse Sentinel 300/600 kHz with Wave Gauge Acquisition | N/A | 2 | N/A | EA OR ISSM EA WA ISSM | N/A | 2013-10 2Q-2014 | DA | N/A |  | 2013-10 2Q-2014 | Velocity Profiler (short range) |  |  |  |  | Yes | [5 empty] | Direct
BOTPT | A |  | Bottom Pressure Tilt | PMEL (non-commercial) | N/A | N/A | 3 | Axial | 2013-02-22 | 2013-08 | IA | 2013-06-01 | N/A | N/A | Bottom Pressure and Tilt |  | 2013-08 | RS | driver late, may not get deployed | Yes | BOTPT_A_SYST |  |  |  |  | Direct |  |  |  |  | Needs 4+1 drivers/agents/stream sets
CAMDS | A |  | Camera Digital Still Strobe | Kongsberg Custom w/pan/tilt and LED lighting-uncabled | N/A | 4 | N/A | EA OR ISSM EA WA ISSM EA WA SHSM EA WA OSSM | 2013-02-26 | 4Q-2014 | IA+DA | 2014-05-01 |  | 4Q-2014 2Q-2015 | Digital Still Camera with Strobes |  |  |  |  | Yes | CAMDS_A |  |  |  |  | Direct
CAMDS | B |  |  | Kongsberg Custom w/ pan/tilt and LED lighting-cabled | N/A | 1+1 | 2 | Axial EA OSBP Hydrate Summit EA SHBP | 2013-02-26 | 2013-08 3Q-2014 3Q-2014 | IA | 2014-06-01 | N/A | N/A | Digital Still Camera with Strobes |  | 2013-08 | RS | driver late, may not get deployed | Yes | CAMDS_B |  |  |  |  | Direct |  |  |  |  | Controllable but files are written to disk
CAMDS | C |  |  |  | N/A | N/A | 2 | Axial+Slope Profilers | 2013-02-26 | 3Q-2014 | IA | 2014-05-01 | N/A | N/A | Digital Still Camera with Strobes
CAMHD | A |  | Camera Digital Video HD | SubC Control/ROS | N/A | N/A | 1 | Axial |  | 2013-08 | IA | 2013-06-01 | N/A | N/A | HD Digital Video Camera with Strobes |  | 2013-08 | RS | driver late, may not get deployed | Yes | CAMHD_A |  |  |  |  | Direct
CTDAV | N |  | CTD AUV |  | 3 | N/A | N/A | Pioneer AUV | N/A | 4Q-2014 | DA | N/A |  | 4Q-2014 | CTD AUV |  |  |  |  | No | [5 empty] | Indirect
CTDBP | C |  | CTD Bottom Pumped | Seabird 16plusV2/600 m housing/100 m strain gauge/5p pump | 3 | 1+8 | N/A | EA OR ISSM Pioneer CNSM Pioneer surface EA surface | 2012-11-13 | 2013-10 2013-11 2Q-2014 4Q-2014 | DA IA | 2013-07-01 |  | 2013-10 2Q-2014 | CTD Pumped |  |  |  |  | Yes | CTDBP_CDEF |  |  | Yes |  | Presence
CTDBP | D |  |  | Seabird 16plusV2/600 m housing/350 m strain gauge/5p pump | 2 | N/A | N/A | Pioneer CNSM Pioneer ISSM | 2012-11-13 | 2013-11 2Q-2014 | IA+DA | 2013-07-01 |  | 2Q-2014 | CTD Pumped |  |  |  |  | Yes | CTDBP_CDEF |  |  | Yes |  | Presence
CTDBP | E |  |  | Seabird 16plusV2/600 m housing/600 m strain gauge/5p pump | 1 | 1 | N/A | Pioneer OSSM EA OR OSSM | 2012-11-13 | 2Q-2014 4Q-2014 | IA+DA | 2013-11-01 |  | 4Q-2014 2Q-2015 | CTD Pumped | [5 empty] | CTDBP_CDEF |  |  |  |  | TBD
CTDBP | F |  |  | Seabird 16plusV2/7000 m housing/100 m strain gauge/5t pump | 3 | N/A | N/A | IR/AR/SO surface | 2012-11-13 | 3Q-2014 | IA+DA | 2014-02-01 |  | 2Q-2015 | CTD Pumped | [5 empty] | CTDBP_CDEF |  |  |  |  | TBD
CTDBP | N |  |  | Seabird 16plusV2/600 m housing/130 m Digiquartz/5p pump + optode | N/A | 1 | N/A | EA OR SHBP | 2012-09-17 | 3Q-2014 | IA | 2014-05-01 | N/A | N/A | CTD Pumped |  |  |  |  | Yes | CTDBP_NO |  |  |  |  | Direct
CTDBP | O |  |  | Seabird 16plusV2/600 m housing/680 m Digiquartz/5p pump + optode | N/A | 1 | N/A | EA OR OSBP | 2012-09-17 | 2013-07 | IA | 2013-05-01 | N/A | N/A | CTD Pumped |  | 2013-08 | RS |  | Yes | CTDBP_NO |  |  |  |  | Direct
CTDGV | M |  | CTD Glider |  | 3+15 | 3+3 | N/A | Papa EA Pioneer IR/AR/SO | N/A | 2013-07 2013-10 2013-11 3Q-2014 | DA | N/A |  | 2013-07 2013-10 2013-11 3Q-2014 | CTD Glider |  | 2013-07 | GP |  | No |  | Yes | DART_CTDGV_M | Yes |  | Indirect
CTDMO | G |  | CTD Mooring | Seabird 371M/1000 m pressure sensor/inductive | 18+27 | N/A | N/A | Papa MFM IR/AR/SO MFM | N/A | 2013-07 3Q-2014 | DA | N/A |  | 3Q-2014 2Q-2015 | CTD Mooring (Inductive) |  | 2013-07 | GP |  |  |  | Yes | DART_CTDMO_GH | Yes |  | Indirect
CTDMO | H |  |  | Seabird 371M/3500 m pressure sensor/inductive | 6+18 | N/A | N/A | Papa MFM IR/AR/SO MFM | N/A | 2013-07 3Q-2014 | DA | N/A |  | 3Q-2014 2Q-2015 | CTD Mooring (Inductive) |  | 2013-07 | GP |  |  |  | Yes | DART_CTDMO_GH | Yes |  | Indirect
CTDMO | Q |  |  | Seabird 371M/1000 m pressure sensor/inductive | 27 | N/A | N/A | IR/AR/SO surface | 2012-11-13 | 3Q-2014 | IA+DA | 2014-02-01 | N/A | 2Q-2015 | CTD Mooring (Inductive) | [5 empty] | CTDMO_QR |  |  |  |  | TBD
CTDMO | R |  |  | Seabird 371M/3500 m pressure sensor/inductive | 9 | N/A | N/A | IR/AR/SO surface | 2012-11-13 | 3Q-2014 | IA+DA | 2014-02-01 | N/A | 2Q-2015 | CTD Mooring (Inductive)
CTDPF | A | CTDPF-Aa | CTD Profiler | Seabird 16plusV2/600 m/19plusV2 firmware/Aandera optode | N/A | 2? | 4? | Axial+Slope Profilers EA OR OSHY | 2012-06-21 | 3Q-2014 | IA | 2014-05-01 |  | N/A | CTD Profiler | [5 empty] | CTDPF_AaB |  |  |  |  | TBD
CTDPF | Ab | CTDPF-Ab |  | Seabird 16plusV2/600 m/ 19plusV2 firmware/SBE43 optode | N/A | 2? | 4? | EA OR OSHY Axial+Slope Profilers | 2012-06-21 | 3Q-2014 | IA | 2014-05-01 |  | N/A | [6 empty] | CTDPF_Ab
CTDPF | B |  |  | Seabird 16plusV2/7000 m/19plusV2 firmware/Aandera optode | N/A | N/A | 2 | Axial+Slope Profilers | 2012-06-21 | 3Q-2014 | IA | 2014-05-01 | N/A | N/A | CTD Profiler
CTDPF | C | [13 empty] | CTD Profiler | [5 empty] | CTDPF_C |  |  |  |  | TBD
CTDPF | J | [13 empty] | CTD Profiler |  |  |  |  | No | [5 empty] | Indirect
CTDPF | K |  |  | SBE-52MP | 4 | 1 | N/A | Pioneer WFP EA WFP | N/A | 2013-11 2Q-2014 | DA | N/A |  | 2Q-2014 4Q-2014 | CTD Profiler
CTDPF | L |  |  | SBE-52MP | 2+5 | 1 | 2 | Papa Axial+Shelf Profiler IR/AR/SA HYPM EA OSHY |  | 2013-07 3Q-2014 | DA IA | 2014-05-01 |  | 2013-07 3Q-2014 | CTD Profiler |  | 2013-07 | GP |  |  |  | Yes | DART_CTDPF_KL | Yes
CTDPF | O | [13 empty] | CTD Profiler |  | 2013-07 | GP |  |  |  | Yes | DART_CTDPF_O | Yes
CTDPF | R | CTDPF-0 |  | unassigned | 1+6 | 4 | N/A | Papa WFP IR/AR/SO HYPM EA OSHY Pioneer SPP | N/A | 2013-07 3Q-2014 4Q-2014 | DA | N/A |  |  | CTD Profiler
DOFST | A |  | Dissolved Oxygen Fast Response | SBE-43 | N/A | 1 | 2 | Axial+Slope Profiler EA OSHY |  | 3Q-2014 | IA | 2014-05-01 | N/A | N/A | Dissolved Oxygen Fast Response | [5 empty] | DOFST_A |  |  |  |  | TBD
DOFST | J | DOFST-0 |  | unassigned | 2 | 4 |  | EA+Pioneer SPP | N/A | 4Q-2014 | IA+DA | 2014-05-01 |  | 2Q-2015 | Dissolved Oxygen Fast Response
DOFST | K |  |  | SBE-43 | 5 | 1 | N/A | Pioneer WFP EA WA WFP | N/A | 2013-11 2Q-2014 | DA | N/A |  | 2Q-2014 4Q-2014 | Dissolved Oxygen Fast Response
DOSTA | A | [13 empty] | Dissolved Oxygen Stable Response | [5 empty] | DOSTA_A |  |  |  |  | TBD
DOSTA | B | [13 empty] | Dissolved Oxygen Stable Response
DOSTA | C | [13 empty] | Dissolved Oxygen Stable Response
DOSTA | D |  | Dissolved Oxygen Stable | Aandera Optode 4831 | 4+10 | 3+11 | 6 | EA OSBP Papa MFM EA OR ISSM Pioneer CNSM IR/AR/SO surface Axial+Slope Profilers EA surface | 2013-02-22 | 2013-07 2013-07 2013-10 2013-11 3Q-2014 4Q-2014 | IA+DA | 2013-05-01 |  | 3Q-2014 2Q-2014 2Q-2015 | Dissolved Oxygen Stable Response |  | 2013-08 | RS,GA | 2 different regimes!!! | Yes | DOSTA_D | Yes | DART_DOSTA_D | Yes |  | Direct
DOSTA | K | [13 empty] | Dissolved Oxygen Stable Response
DOSTA | L |  |  | Aandera Optode 4330 | 2+5 | N/A | N/A | Papa HYPM IR/AR/SO HYPM | N/A | 2013-07 3Q-2014 | DA | N/A |  | 2013-07 3Q-2014 | Dissolved Oxygen Stable Response |  | 2013-07 | GP |  |  |  | Yes | DART_DOSTA_L | Yes |  | Indirect
DOSTA | M |  |  | Aandera Optode 4831 | 6+12 | 3+3 | N/A | Papa gliders EA gliders Pioneer gliders Global gliders | N/A | 2013-07 2013-10 2013-11 3Q-2014 | DA | N/A |  | 2013-07 2013-10 2013-11 3Q-2014 | Dissolved Oxygen Stable Response |  | 2013-07 | GP |  | No |  | Yes | DART_DOSTA_M | Yes |  | Indirect
DOSTA | N |  |  | Aandera Optode 4330 | 3 | N/A | N/A | Pioneer AUV | N/A | 4Q-2014 | DA | N/A |  | 4Q-2014 | Dissolved Oxygen Stable Response |  |  |  |  | No | [5 empty] | Indirect
DOSTA | O | [13 empty] | Dissolved Oxygen Stable Response |  | 2014 | GP | postponed | No | [5 empty] | Indirect
FDCHP | 0x | [13 empty] | Direct Covariance Flux | [5 empty] | FDCHP_A |  |  |  |  | TBD
FDCHP | A |  | Direct Covariance Flux | Non-commercial | 4 | N/A | N/A | Pioneer CNSM IR/SO surface | (1/1/2014) | 2Q-2014 3Q-2014 | IA+DA | 2013-07-01 |  | 2Q-2014 2Q-2015 | Direct Covariance Flux
FDCLP | 0 | [13 empty] | Direct Covariance Flux (Low Power) - DEPRECATED
FDCLP | A | [13 empty] | Direct Covariance Flux (Low Power) - DEPRECATED
FLOBN | A |  | Benthic Flow | UW (non-commercial) | N/A | N/A | 1 | Hydrate | N/A | 2013-06 | DA | N/A |  | 3Q-2014 | Benthic Fluid Flow |  | 2013-08 |  | Post recovery | No |  | No |  | Yes |  | None
FLORD | A | [13 empty] | 2-Wavelength Fluorometer | [5 empty] | FLORD_A |  |  |  |  | TBD
FLORD | D |  | Fluorometer Two Wavelength | Wetlabs ECO Triplet-w | N/A | N/A | 2 | Axial+Slope Profilers | (1/1/2014) | 3Q-2014 | IA | 2014-05-01 | N/A | N/A | 2-Wavelength Fluorometer
FLORD | E | [13 empty] | 2-Wavelength Fluorometer
FLORD | L |  |  | Wetlabs FLBBRTD | 7 | N/A | N/A | IR/Papa/AR/SO HYPM | N/A | 3Q-2014 | DA | N/A |  | 3Q-2014 | 2-Wavelength Fluorometer |  | 2013-07 | GP |  | No |  | Yes | DART_FLORD_L | Yes |  | Indirect
FLORD | M |  |  | Wetlabs ECO Triplet | 3+9 | N/A | N/A | Papa gliders IR/AR/SO gliders | N/A | 2013-07 3Q-2014 | DA | N/A |  | 2013-07 3Q-2014 | 2-Wavelength Fluorometer |  | 2013-07 | GP |  | No |  | Yes | DART_FLORD_M | Yes |  | Indirect
FLORD | O | FLORD-0 |  | unassigned | 4 | N/A | N/A | IR/Papa/AR/SO HYPM | N/A | 3Q-2014 | DA | N/A |  | 3Q-2014 2Q-2015 | 2-Wavelength Fluorometer |  |  |  |  | No | [5 empty] | Indirect
FLORT | A |  | Fluorometer Three Wavelength | Wetlabs FLNUTRND+FLCDRTD | N/A | 1 | 2 | Axial+Slope Profiler EA OSHY |  | 3Q-2014 | IA | 2014-05-01 | N/A | N/A | 3-Wavelength Fluorometer | [5 empty] | FLORT_A |  |  |  |  | TBD
FLORT | B | [13 empty] | 3-Wavelength Fluorometer
FLORT | D |  | Fluorometer Three Wavelength | Wetlabs ECO Triplet-w | 6+8 | 2+5 | 2 | Papa MFM EA ISSM Pioneer CNSM Pioneer ISSM+OSSM Global surface+MFM EA SHSM+OSSM Axial+Slope Profilers | 2013-01-25 | 2013-07 2013-10 2013-11 2Q-2014 3Q-2014 4Q-2014 | IA+DA | 2013-07-01 |  | 3Q-2014 2Q-2014 2Q-2015 | 3-Wavelength Fluorometer |  | 2013-07 | GP |  | No |  | Yes | DART_FLORT_D | Yes |  | Indirect
FLORT | J | FLORT-0 |  | unassigned | 2 | 4 | N/A | EA/Pioneer SPP | N/A | 4Q-2014 | DA | N/A |  | 4Q-2014 | 3-Wavelength Fluorometer |  |  |  |  | No | [5 empty] | Indirect
FLORT | K |  |  | Wetlabs ECO Triplet | 5 | 1 | N/A | Pioneer WFP EA WFP | N/A | 2013-11 2Q-2014 | DA | N/A |  | 2Q-2014 2Q-2015 | 3-Wavelength Fluorometer |  |  |  |  | No | [5 empty] | Indirect
FLORT | M |  |  | Wetlabs ECO Puck | 6 | 6 | N/A | EA/Pioneer gliders | N/A | 2013-10 2013-11 | DA | N/A |  | 2013-10 2013-11 | 3-Wavelength Fluorometer |  |  |  |  | No | [5 empty] | Indirect
FLORT | N |  |  | unassigned | 3 | N/A | N/A | Pioneer AUV | N/A | 4Q-2014 | DA | N/A |  | 4Q-2014 | 3-Wavelength Fluorometer |  |  |  |  | No | [5 empty] | Indirect
HPIES | A |  | Horizontal Electric Field/PIES | UW/APL (non-commercial) | N/A | N/A | 2 | Axial+Slope Profilers |  | 3Q-2014 | IA | 2014-05-01 | N/A | N/A | Horizontal Electric Field, Pressure and Inverted Echo Sounder | [5 empty] | HPIES_A |  |  |  |  | TBD
HYDBB | A |  | Broadband Hydrophone Passive | Ocean Sonics icListen HF | N/A | 1+1 | 4 | EA OR OSBP EA OR SHBP Axial+Slope Profilers |  | 2013-07 3Q-2014 | IA | 2013-05-01 | N/A | N/A | Broadband Acoustic Receiver (Hydrophone) |  | 2013-08 | RS | driver late, may not get deployed | Yes | HYDBB_A |  |  |  |  | Direct | Yes
HYDLF | A |  | Low Frequency Hydrophone Passive | High-Tech HTI-90-U | N/A | N/A | 5 | Axial Hydrate Summit | 2013-02-08 | 2013-08 3Q-2014 | IA | 2013-06-01 | N/A | N/A | Low Frequency Broadband Acoustic Receiver (Hydrophone) on Seafloor |  | 2013-08 | RS | driver late, may not get deployed | Yes | HYDLF_A |  |  |  |  | Direct | Yes
MASSP | A |  | Mass Spectrometer | Harvard University (non-commercial) | N/A | N/A | 2 | Axial Hydrate Summit | 2013-03-20 | 2013-08 3Q-2014 | IA | 2013-06-01 | N/A | N/A | Mass Spectrometer |  | 2013-08 | RS | driver late, may not get deployed | Yes | MASSP_A |  |  |  |  | Direct
METBK | A |  | Bulk Meteorology (data logger connected to 7 sensor modules making 9 measurements) |  | 1+5 | 4 | N/A | Pioneer CNSM Pioneer ISSM+OSSM IR/AR/SO surface EA surface | (4/10/2013) | 2013-11 2Q-2014 3Q-2014 4Q-2014 | IA+DA | 2013-07-01 |  | 2Q-2014 2Q-2015 | Bulk Meteorology Instrument Package |  |  |  |  | Yes | METBK_A |  |  | Yes |  | Presence
MOPAK | AX |  | Motion Package |  |  |  |  | Pioneer CNSM? |  | 2013-11? | DA | N/A
NUTNR | A |  | Nutrient Nitrate | Satlantic deep SUNA | N/A | 1 | 2 | Axial+Slope Profiler EA OSHY | 2012-10-11 | 3Q-2014 4Q-2014 | IA |  | N/A | N/A | Nitrate | [5 empty] | NUTNR_A |  |  |  |  | TBD
NUTNR | B |  |  | Satlantic ISUS V3 | 1+2 | 1+5 | N/A | EA ISSM Pioneer CNSM Pioneer ISSM+OSSM EA SHSM+OSSM | 2012-10-11 | 2013-10 2013-11 3Q-2014 4Q-2014 | IA+DA | 2013-07-01 |  | 2013-10 2013-11 2Q-2014 2Q-2015 | Nitrate |  |  |  |  | Yes | NUTNR_B |  |  | Yes |  | Presence
NUTNR | J | [13 empty] | Nitrate |  |  |  |  | No | [5 empty] | Indirect
NUTNR | N |  |  | Satlantic SUNA | 3 | N/A | N/A | Pioneer AUV | N/A | 4Q-2014 | DA | N/A |  | 4Q-2014 | Nitrate |  |  |  |  | No | [5 empty] | Indirect
NUTNR | O | NUTNR-0 |  | unassigned | 6 | 4 | N/A | IR/Papa/AR/SO HYPM EA SPP | N/A | 3Q-2014 4Q-2014 | DA | N/A |  | 3Q-2014 4Q-2014 | Nitrate |  |  |  |  | No | [5 empty] | Indirect
OBSBB | A | OBSBB/K-A | Seismometer BB Triaxial Acceleration | Guralp CMG-1T/CMG-5T | N/A | N/A | 4+1 | Slope Axial Hydrate Summit |  | 2013-06 2013-08 3Q-2014 | IA | 2013-05-01 | N/A | N/A | Broadband Ocean Bottom Seismometer |  | 2013-08 | RS | driver late, may not get deployed | Yes | OBSBB_A |  |  |  |  | Direct | Yes
OBSBK | A | OBSBB/K-A | Seismometer BB Triaxial Acceleration | Guralp CMG-1T/CMG-5T | N/A | N/A | 4+1 | Slope Axial Hydrate Summit |  | 2013-06 2013-08 3Q-2014 | IA | 2013-05-01 | N/A | N/A | Broadband Ocean Bottom Seismometer |  | 2013-08 | RS | driver late, may not get deployed | Yes | OBSBK_A |  |  |  |  | Direct | Yes
OBSSK | A | [13 empty] | Short-Period Ocean Bottom Seismometer | [11 empty] | Yes
OBSSP | A |  | Seismometer Short Period | Guralp custom | N/A | N/A | 5+3 | Axial Hydrate Summit |  | 2013-08 3Q-2014 | IA | 2013-06-01 | N/A | N/A | Short-Period Ocean Bottom Seismometer |  | 2013-08 | RS | driver late, may not get deployed | Yes | OBSSP_A |  |  |  |  | Direct | Yes
OPTAA | A | [13 empty] | Absorption Spectrophotometer | [5 empty] | OPTAA_A |  |  |  |  | TBD
OPTAA | B | [13 empty] | Absorption Spectrophotometer |  |  |  | maybe 2013-08 according to Alan
OPTAA | C |  | Optical Absorption | Wet Labs AC-S deep w/pump | N/A | 1+1 | 4 | EA OSBP Axial+Slope Profilers EA OSSM | 2013-01-14 | 2013-07 3Q-2014 4Q-2014 | IA+DA | 2013-05-01 |  | 2Q-2015 | Absorption Spectrophotometer |  | 2013-08 | RS |  | Yes | OPTAA_CD |  |  |  |  | Direct
OPTAA | D |  |  | Wet Labs AC-S w/pump | 1+5 | 2+9 | 2 | EA OSBP EA ISSP Pioneer CNSM Axial+Slope Profilers EA surface | 2013-01-14 | 2013-07 2013-10 2013-11 3Q-2014 4Q-2014 | IA+DA | 2013-05-01 |  | 2013-10 2Q-2014 | Absorption Spectrophotometer |  |  |  |  | Yes | OPTAA_CD |  |  |  |  | Direct
OPTAA | J | [13 empty] | Absorption Spectrophotometer |  |  |  |  | No | [5 empty] | Indirect
OPTAA | O | OPTAA-0 |  | unassigned | 1+5 | 1+3 | N/A | IR/Papa/AR/SO HYPM Pioneer SPP EA SPP | N/A | 3Q-2014 4Q-2014 | DA | N/A |  | 3Q-2014 4Q-2014 | Absorption Spectrophotometer |  |  |  |  | No | [5 empty] | Indirect
OSMOI | A |  | Osmotic Water Sampler | TLR, Inc | N/A | N/A | 2 | Hydrate Axial | N/A | 2013-06 2013-08 | DA | N/A |  |  | Osmosis-Based Water Sampler |  | 2013-08 |  | Post recovery | No |  | No |  | Yes |  | None
PARAD | 1 | [13 empty] | Photosynthetically Available Radiation
PARAD | A |  | Photosynthetically Active Radiation | Satlantic digital PAR | N/A | 1 | 2 | Axial+Slope Profilers EA OSHY | 2012-07-03 | 3Q-2014 4Q-2014 | IA | 2014-05-01 | N/A | N/A | Photosynthetically Available Radiation |  |  |  |  | Yes | PARAD_A |  |  |  |  | TBD
PARAD | J | PARAD-0 |  | unassigned | 5+2 | 5 | N/A | Pioneer WFP Pioneer/EA SPP | N/A | 2013-11 4Q-2014 | DA | N/A |  | 2Q-2014 2Q-2015 | Photosynthetically Available Radiation |  |  |  |  | No | [5 empty] | Indirect
PARAD | K | [13 empty] | Photosynthetically Available Radiation
PARAD | M |  |  | Biospherical QSP-2155 | 6 | 3+3 | N/A | EA gliders Pioneer gliders | N/A | 2013-10 2013-11 | DA | N/A |  | 2013-10 2013-11 | Photosynthetically Available Radiation |  |  |  |  | No | [5 empty] | Indirect
PARAD | N |  |  | Biospherical QSP-2150 | 3 | N/A | N/A | Pioneer AUV | N/A | 4Q-2014 | DA | N/A |  | 4Q-2014 | Photosynthetically Available Radiation |  |  |  |  | No | [5 empty] | Indirect
PCO2A | A |  | pCO2 Air-Sea | Pro Oceanus PCO2-Pro | 1+5 | 4 | N/A | Pioneer CNSM Pioneer ISSP+OSSP IR/AR/SO surface EA surface | 2013-03-22 | 2013-11 2Q-2014 3Q-2014 4Q-2014 | IA+DA | 2013-07-01 |  | 2Q-2014 2Q-2015 | pCO2 Air-Sea |  |  |  |  | Yes | PCO2A_A |  |  | Yes |  | Presence
PCO2W | A |  | pCO2 Water | Sunburst SAMI2 CO2 | N/A | 2 | 2 | Axial+Slope Profilers EA OR OSHY | 2012-12-04 | 3Q-2014 4Q-2014 | IA | 2014-05-01 | N/A | N/A | pCO2 Water | [5 empty] | PCO2W_A |  |  |  |  | TBD
PCO2W | B |  |  | Sunburst pCO2 pumped | 1+2 | 3+5 | N/A | EA OSBP EA ISSM Pioneer CNSM Pioneer surface EA surface | 2012-12-04 | 2013-07 2013-10 2013-11 2Q-2014 4Q-2014 | IA+DA | 2013-05-01 |  | 2013-10 2Q-2014 | pCO2 Water |  | 2013-08 | RS |  | Yes | PCO2W_B |  |  |  |  | Direct
PCO2W | J | PCO2W-0 |  | unassigned | 1+5 | 4 | N/A | Papa HYPM IR/AR/SO HYPM EA SPP Pioneer SPP | N/A | 2013-07 3Q-2014 4Q-2014 | DA | N/A |  | 2013-07 3Q-2014 4Q-2014 | pCO2 Water | [10 empty] | Indirect
PCO2W | O | [13 empty] | pCO2 Water | [10 empty] | Indirect
PHSEN | A |  | pH Stable | Sunburst SAMI2 pH | N/A | 1 | 4 | Axial+Slope Profilers EA OSHY | 2013-03-15 | 3Q-2014 4Q-2014 | IA | (6/6/2013) | N/A | N/A | Seawater pH | [5 empty] | PHSEN_ADE |  |  |  |  | TBD
PHSEN | B | [13 empty] | Seawater pH | [10 empty] | TBD
PHSEN | C | [13 empty] | Seawater pH
PHSEN | D |  |  | Sunburst SAMI2 pH | 1+5 | 3+9 | N/A | EA OSBP EA ISSM Pioneer CNSM Pioneer surface EA SHBP+surface | 2013-03-15 | 2013-07 2013-10 2013-11 2Q-2014 3Q-2014 | IA+DA | 2013-05-01 |  | 2013-10 2Q-2014 | Seawater pH |  | 2013-08 | RS |  | Yes | PHSEN_ADE |  |  |  |  | Direct
PHSEN | E |  |  | Sunburst SAMI2 pH | 6 | N/A | N/A | IR/AR/SO surface | 2013-03-15 | 3Q-2014 | IA+DA | 2013-02-01 |  | 2Q-2015 | Seawater pH | [5 empty] | PHSEN_ADE
PHSEN | F |  |  | Sunburst SAMI2 pH | 2+6 | N/A | N/A | Papa MFM IR/AR/SO MFM | N/A | 2013-07 3Q-2014 | DA | N/A |  | 3Q-2014 2Q-2015 | Seawater pH |  | 2013-07 | GP |  | No |  | Yes | DART_PHSEN_F | Yes |  | Indirect
PHSEN | G | [13 empty] | Seawater pH |  |  |  |  | No | [5 empty] | TBD
PPSDN | A |  | DNA Particulate Sampler | PMEL (non-commercial) | N/A | N/A | 1 | Axial | 2013-03-26 | 2013-08 | IA | 2013-06-01 | N/A | N/A | Particulate DNA Sampler |  | 2013-08 | RS | driver late, may not get deployed | Yes | PPSDN_A |  |  |  |  | Direct
PRESF | A |  | Seafloor Pressure | Seabird 26plus/100 psia | N/A | 1+1 | N/A | EA OR ISSM EA WA ISSM | N/A | 2013-10 4Q-2014 | DA | N/A |  | 2013-10 | Seafloor Pressure |  |  |  |  | Yes | PRESF_A |  |  |  |  | Direct
PRESF | B |  |  | Seabird 26plus/300 psia | 1+1 | 1 | N/A | Pioneer CNSM Pioneer ISSM EA WA SHSM | 2012-10-17 | 2013-11 2Q-2014 4Q-2014 | IA+DA | 2013-07-01 |  | 2Q-2014 2Q-2015 | Seafloor Pressure |  |  |  |  | Yes | PRESF_B |  |  | Yes |  | Presence
PRESF | C |  |  | Seabird 26plus/1000 psia | 1 | 1 | N/A | Pioneer OSSM EA OR OSSM | 2012-10-17 | 2Q-2014 4Q-2014 | IA+DA | 2013-11-01 |  | 4Q-2014 2Q-2015 | Seafloor Pressure |  |  |  |  | No | [5 empty] | TBD
PREST | A |  | Seafloor Pressure Tidal | Seabird SBE-54/4000 m | N/A | N/A | 2 | Slope Axial | 2012-08-30 | 2013-06 2013-08 | IA | 2013-05-01 | N/A | N/A | Tidal Seafloor Pressure |  | 2013-08 | RS |  | Yes | PREST_AB |  |  |  |  | Direct
PREST | B |  |  | Seabird SBE-54/1300 m | N/A | N/A | 1 | Hydrate Summit | 2012-08-30 | 3Q-2014 | IA | 2014-05-01 | N/A | N/A | Tidal Seafloor Pressure |  |  |  |  | Yes | PREST_AB |  |  |  |  | Direct
RASFL | A |  | Water Sample Trace H2S pH | PMEL (non-commercial) | N/A | N/A | 1 | Axial | 2013-03-26 | 2013-08 | IA | 2013-06-01 | N/A | N/A | Hydrothermal Vent Fluid Interactive Sampler |  | 2013-08 | RS | driver late, may not get deployed | Yes | RASFL_A |  |  |  |  | Direct |  |  |  |  | Will need 3 drivers
SPKIR | A |  | Spectral Irradiance | Satlantic OCR507 ICSW w/ midrange shutter | N/A | 1 | 2 | Axial+Slope Profilers EA OSHY | 2013-03-30 | 3Q-2014 4Q-2014 | IA | 2014-05-01 | N/A | N/A | Spectral Irradiance | [5 empty] | SPKIR_A |  |  |  |  | TBD
SPKIR | B |  |  | Satlantic OCR507 ICSW w/ midrange shutter | 1+2 | 1+5 | N/A | EA ISSM Pioneer CNSM Pioneer ISSM+OSSM EA surface | 2013-03-30 | 2013-10 2013-11 2Q-2014 4Q-2014 | IA+DA | 2013-07-01 |  | 2Q-2014 | Spectral Irradiance |  |  |  |  | Yes | SPKIR_B |  |  | Yes |  | Presence
SPKIR | J | [13 empty] | Spectral Irradiance |  |  |  |  | No | [5 empty] | Indirect
SPKIR | O | SPKIR-0 |  | unassigned | 6 | 4 | N/A | IR/Papa/AR/SO HYPM EA/Pioneer SPP | N/A | 3Q-2014 4Q-2014 | DA | N/A |  | 3Q-2014 4Q-2014 | Spectral Irradiance |  |  |  |  | No | [5 empty] | Indirect
THSPH | A |  | High Temperature H2 H2S pH | U Minn (non-commercial) | N/A | N/A | 1 | Axial |  | 3Q-2014 | IA | 2014-05-01 | N/A | N/A | Hydrothermal Vent Fluid In-situ Chemistry |  | 2014-06 |  | deferred | Yes | THSPH_A |  |  |  |  | Direct
TMPSF | A |  | Seafloor Temperature Array | RBR Global XR-420 custom | N/A | N/A | 1 | Axial | 2012-10-01 | 2013-08 | IA | 2013-06-01 | N/A | N/A | Diffuse Vent Fluid 3-D Temperature Array |  | 2013-08 | RS |  | Yes | TMPSF_A |  |  |  |  | Direct
TRHPH | A |  | High Temperature/Resistivity | UW (non-commercial) | N/A | N/A | 1 | Axial | 2012-07-12 | 2013-08 | IA | 2013-06-01 | N/A | N/A | Hydrothermal Vent Fluid Temperature and Resistivity |  | 2013-08 | RS |  | Yes | TRHPH_A |  |  |  |  | Direct
VADCP | A |  | Velocity Profile 50 m Turbid | Teledyne RDI Workhorse Sentinel Custom | N/A | N/A | 2 | Axial+Slope Profilers |  | 3Q-2014 | IA | 2014-05-01 | N/A | N/A | 5-Beam, 600 kHz Acoustic Doppler Current Profiler (= 50 m range) | [5 empty] | VADCP_A |  |  |  |  | TBD
VEL3D | A |  | Point 3D Velocity Turbid | unassigned | N/A | 1 | 2 | Axial+Slope Profilers EA OSHY |  | 3Q-2014 4Q-2014 | IA | 2014-05-01 | N/A | N/A | 3-D Single Point Velocity Meter | [5 empty] | VEL3D_A |  |  |  |  | TBD
VEL3D | B |  |  | Nobska MAVS-4 | N/A | N/A | 4 | Axial Hydrate Summit | 2012-08-24 | 2013-08 3Q-2014 | IA | 2013-06-01 | N/A | N/A | 3-D Single Point Velocity Meter |  | 2013-08 | RS |  | Yes | VEL3D_B |  |  |  |  | Direct
VEL3D | C |  |  | Nortek AS Vector | N/A | 2 | N/A | EA OSBP EA SHBP | 2012-07-06 | 2013-07 3Q-2014 | IA | 2013-05-01 | N/A | N/A | 3-D Single Point Velocity Meter |  | 2013-08 | RS |  | Yes | VEL3D_CD |  |  |  |  | Direct
VEL3D | D |  |  | Nortek AS Vector | N/A | 1+4 | N/A | EA OR ISSM EA SHSM+OSSM | 2012-07-06 | 2013-10 4Q-2014 | IA+DA | 2014-05-01 |  | 2Q-2014 | 3-D Single Point Velocity Meter |  |  |  |  | Yes | VEL3D_CD |  |  |  |  | Direct
VEL3D | J | [13 empty] | 3-D Single Point Velocity Meter |  |  |  |  | No | [5 empty] | Indirect
VEL3D | K |  |  | Nortek Aquadopp | N/A | 1 | N/A | EA WA OSPM | N/A | 4Q-2014 | DA | N/A |  | 4Q-2014 | 3-D Single Point Velocity Meter
VEL3D | L | VEL3D-0 |  | unassigned | 5+9 | 2+2 | N/A | Papa HYPM IR/AR/SO HYPM EA+Pioneer SPP | N/A | 2013-07 3Q-2014 4Q-2014 | DA | N/A |  | 2013-07 3Q-2014 4Q-2014 | 3-D Single Point Velocity Meter |  | 2013-07 | GP |  | No |  | Yes | DART_VEL3D_L | Yes |  | Indirect
VELPT | A |  | Point Velocity 3D Turbid | Nortek AS Aquadopp 300 m | 2+6 | 2+10 | N/A | EA OR ISSM Pioneer CNSM Pioneer ISSM+OSSM IR/AR/SO surface | 2012-10-15 | 2013-10 2013-11 2Q-2014 3Q-2014 | IA+DA | 2013-07-01 |  | 2013-10 2Q-2014 2Q-2015 | Single Point Velocity Meter |  |  |  |  | Yes | VELPT_A |  |  | Yes |  | Presence
VELPT | B |  |  | Nortek AS Aquadopp 3000 m | 1 | N/A | N/A | Pioneer OSSM | 2012-10-15 | 2Q-2014 | IA | 2013-11-01 | N/A | N/A | Single Point Velocity Meter | [10 empty] | TBD
VELPT | D |  |  | Nortek AS Aquadopp shallow profiler | N/A | 1 | 2 | Axial+Slope Profilers EA OSHY |  | 3Q-2014 4Q-2014 | IA | 2014-05-01 | N/A | N/A | Single Point Velocity Meter
WAVSS | A |  | Wave Spectra Surface | Axis Triaxys | 1+3 | 4 | N/A | Pioneer CNSM IR/AR/SO surface EA OSSM+SHSM | 2013-03-25 | 2013-11 3Q-2014 4Q-2014 | IA | 2013-07-01 | N/A | N/A | Surface Wave Spectra |  |  |  |  | Yes | WAVSS_A |  |  | Yes |  | Presence
ZPLSC | A | [13 empty] | Bio-acoustic Sonar (Coastal)
ZPLSC | B |  | Zooplankton Sonar Coastal | unassigned | N/A | 2 | N/A | EA SHBP+OSHY |  | 3Q-2014 | IA | 2014-05-01 | N/A | N/A | Bio-acoustic Sonar (Coastal) |  |  |  |  | Yes | ZPLSC_B |  |  |  |  | Direct
ZPLSC | C |  |  | unassigned | 3 | 3 | N/A | EA ISSM+SHSM Pioneer ISSM+CNSM+OSSM |  | 4Q-2014 | IA+DA | 2014-05-01 |  | 4Q-2014 | Bio-acoustic Sonar (Coastal) |  |  |  |  | Yes | ZPLSC_C |  |  | Yes |  | Presence
ZPLSG | A |  | Zooplankton Sonar Global | unassigned | 4 | N/A | N/A | Global HYPM | N/A | 4Q-2014 | DA | N/A |  | 4Q-2014 | Bio-acoustic Sonar (Global) |  | 2013-07 |  |  | No |  | Yes | DART_ZPLSG_A | Yes |  | Indirect

## InstAgents
Agent Code | Present | Active | Expected | In Development | Parsed SC | Instrument | 2013-06 Slope | 2013-07 EA | 2013-08 Axial | 2013-10 EA | 2013-11 Pioneer | 2Q-2014 | 3Q-2014 | 4Q-2014 | Developer | Parent IA | Comments
ADCPS_I |  |  | Yes | Yes |  | ADCPS-I |  | FALSE | [6 empty] | Unwin
ADCPS_J | [5 empty] | ADCPS-J | [5 empty] | FALSE |  |  | Unwin
ADCPS_K |  |  |  | Yes |  | ADCPS-K | [6 empty] | TRUE
ADCPS_N | [5 empty] | ADCPS-N | [6 empty] | FALSE |  | Unwin
ADCPT_A | [5 empty] | ADCPT-A | [7 empty] | FALSE | Unwin
ADCPT_B | [5 empty] | ADCPT-B | [6 empty] | FALSE |  | Unwin
ADCPT_C | [5 empty] | ADCPT-C | [7 empty] | FALSE | Unwin
ADCPT_DE | [5 empty] | ADCPT-D,E | [6 empty] | FALSE |  | Unwin
ADCPT_F | [5 empty] | ADCPT-F |  |  |  |  | FALSE |  |  |  | Unwin
BOTPT_A_SYST |  |  | Yes | Yes |  | BOTPT-DL |  |  | FALSE | [5 empty] | Everett |  | Bottom Pressure/Tilt-Data Logger
BOTPT_A_NANO |  |  | Yes |  |  | BOTPT-I1 |  |  | FALSE | [5 empty] | Everett | BOTPT_A_SYST | Bottom Pressure Tilt-Nano
BOTPT_A_LILY |  |  | Yes |  |  | BOTPT-I2 |  |  | FALSE | [5 empty] | Everett | BOTPT_A_SYST | Bottom Pressure/Tilt-Lily
BOTPT_A_TILT |  |  | Yes |  |  | BOTPT-I3 |  |  | FALSE | [5 empty] | Everett | BOTPT_A_SYST | Bottom Pressure/Tilt-Iris
BOTPT_A_HEAT |  |  | Yes | Yes |  | BOTPT-I4 |  |  | FALSE | [5 empty] | Everett | BOTPT_A_SYST | Bottom Pressure/Tilt-Heat
CAMDS_A | [5 empty] | CAMDS-A | [7 empty] | FALSE | New2
CAMDS_B |  |  | ? | No |  | CAMDS-B |  |  | FALSE | [5 empty] | New2
CAMDS_C | [5 empty] | (CAMDS-C) | [6 empty] | FALSE
CAMHD_A |  |  | No | No |  | CAMHD |  |  | FALSE | [5 empty] | New2
CTDBP_CDEF | Yes | Yes | Yes |  | SC13 | CTDBP-C,D,E,F |  |  |  |  | TRUE
CTDBP_NO | Yes |  | Yes |  |  | CTDBP-N,O |  | FALSE |  |  |  |  | FALSE |  | Bollenbacher
CTDMO_QR | [5 empty] | CTDMO-Q,R | [6 empty] | FALSE |  | New1
CTDPF_AaB | [5 empty] | CTDPF-Aa,B | [6 empty] | FALSE |  | Bollenbacher
CTDPF_Ab | [5 empty] | CTDPF-Ab | [6 empty] | FALSE |  | Bollenbacher
CTDPF_C
CTDPF_L | [5 empty] | CTDPF-L | [6 empty] | FALSE |  | New5
D1000 | [5 empty] | D1000 |  |  | FALSE | [5 empty] | New1,New8 |  | thermistors with RASFL/PPSDN. There will need to be a data product for that
DOFST_A | [5 empty] | DOFST-A | [6 empty] | FALSE
DOFST_0 | [5 empty] | (DOFST-0) | [6 empty] | FALSE
DOSTA_A
DOSTA_D |  |  | Maybe | Soon |  | DOSTA-D |  |  |  |  | FALSE |  |  |  | New4
FDCHP_A | [5 empty] | FDCHP-A | [5 empty] | FALSE |  |  | New7
FLORD_A
FLORD_D | [5 empty] | FLORD-D | [6 empty] | FALSE |  | New4
FLORT_A | [5 empty] | FLORT-A | [6 empty] | FALSE |  | New4
FLORT_D | [5 empty] | FLORT-D |  |  |  |  | FALSE |  |  |  | New5
HPIES_A | [5 empty] | HPIES | [6 empty] | FALSE
HYDBB_A |  |  | Likely | Yes (port agent) |  | HYDBB |  | TRUE | [6 empty] | ORB
HYDLF_A |  |  | Likely | Yes (port agent) |  | HYDLF-A |  |  | FALSE | [5 empty] | ORB
MASSP_A |  |  | No |  |  | MASSP-A |  |  | FALSE | [5 empty] | Everett
METBK_A | [5 empty] | METBK |  |  |  |  | FALSE |  |  |  | New6
NUTNR_A | [5 empty] | NUTNR-A | [6 empty] | FALSE
NUTNR_B | [5 empty] | NUTNR-B |  |  |  |  | TRUE
OBSBB_A | [5 empty] | OBSBB/K | FALSE | [7 empty] | ORB
OBSBK_A | [5 empty] | OBSBB/K | FALSE | [7 empty] | ORB
OBSSP_A | [5 empty] | OBSSP |  |  | FALSE | [5 empty] | ORB
OPTAA_A
OPTAA_CD | Yes | Yes | Yes |  |  | OPTAA-C,D |  | FALSE | [6 empty] | Bollenbacher
PARAD_A | Yes |  | No |  |  | PARAD-A | [6 empty] | TRUE
PCO2A_A | [5 empty] | PCO2A-A |  |  |  |  | FALSE
PCO2W_A |  |  |  | Soon |  | PCO2W-A | [6 empty] | FALSE |  | Center
PCO2W_B |  |  | Likely | Soon |  | PCO2W-B |  | FALSE | [6 empty] | Center
PHSEN_ADE |  |  | Likely | Soon |  | PHSEN-A,D,E |  | FALSE | [6 empty] | Center
PPSDN_A |  |  | Likely | Soon |  | PPSDN-A | [8 empty] | New1, New8 |  | Take water samples for later analysis. The D1000 takes the temperature. On a physical case with the RASFL. Must take care the max sample count is not exceeded
PRESF_A | Yes | Yes |  |  | SC4
PRESF_B | [5 empty] | PRESF-B,C |  |  |  |  | TRUE
PREST_AB | Yes | Yes |  |  | SC27 | PREST-A,B | TRUE
RASFL_A | [5 empty] | RASFL-A |  |  | FALSE | [5 empty] | New1,New8 |  | Take water samples for later analysis. The D1000 takes the temperature. On a physical case with the RASFL. Must take care the max sample count is not exceeded
SPKIR_A | [5 empty] | SPKIR-A,B |  |  |  |  | FALSE |  |  |  | New3
SPKIR_B | [5 empty] | THSPH | [6 empty] | FALSE
THSPH_A
TMPSF_A | Yes | Yes |  |  | SC81 | TMPSF |  |  | TRUE
TRHPH_A | Yes | Yes |  |  | SC22 | TRHPH |  |  | TRUE
VADCP_A | [5 empty] | VADCP-A | [6 empty] | FALSE
VEL3D_A | [5 empty] | VEL3D-A | [6 empty] | FALSE |  | New3
VEL3D_B | Yes | Yes |  |  | SC25 | VEL3D-B |  |  | TRUE
VEL3D_CD | Yes | Yes |  |  |  | VEL3D-C,D |  | TRUE
VELPT_A | [5 empty] | VELPT-A,B |  |  |  |  | TRUE
VELPT_D | [5 empty] | VELPT-D | [6 empty] | FALSE
WAVSS_A | [5 empty] | WAVSS-A | [6 empty] | FALSE
ZPLSC_A | [5 empty] | ZPLSC-A | [7 empty] | FALSE
ZPLSC_B | [5 empty] | ZPLSC-B | [7 empty] | FALSE
ZPLSC_C

## DataAgents
Agent Code | Present | Active | Parsed SC | Instrument Class/Series | 2013-06 Hydrate | 2013-07 Papa | 2013-10 EA | 2013-11 Pioneer | 2Q-2014 | 3Q-2014 | 4Q-2014
DART_ACDPA_M |  |  |  | ACDPA-M |  |  | FALSE | FALSE
DART_ADCPA_N |  |  |  | ADCPA-N | [6 empty] | FALSE
DART_ADCPS_J |  |  |  | ADCPS-J |  |  |  |  | FALSE |  | FALSE
DART_ADCPS_L |  |  |  | ADCPS-L |  | FALSE |  | FALSE |  | FALSE
DART_ADCPS_N |  |  |  | ADCPS-N | [5 empty] | FALSE
DART_ADCPT_A |  |  |  | ADCPT-A | [6 empty] | FALSE
DART_ADCPT_C |  |  |  | ADCPT-C | [6 empty] | FALSE
DART_ADCPT_F |  |  |  | ADCPT-F |  |  |  | FALSE
DART_ADCPT_G |  |  |  | ADCPT-G |  |  |  | FALSE
DART_ADCPT_M |  |  |  | ADCPT-M |  |  | FALSE
DART_CAMDS_A |  |  |  | CAMDS-A | [6 empty] | FALSE
DART_CTDAV_N |  |  |  | CTDAV-N | [6 empty] | FALSE
DART_CTDBP_C |  |  |  | CTDBP-C |  |  | FALSE | FALSE
DART_CTDBP_D |  |  |  | CTDBP-D |  |  |  | FALSE
DART_CTDBP_E |  |  |  | CTDBP-E |  |  |  |  | FALSE |  | FALSE
DART_CTDBP_F |  |  |  | CTDBP-F | [5 empty] | FALSE
DART_CTDGV_M | Yes | Yes |  | CTDGV-M |  | FALSE | FALSE | FALSE |  | FALSE
DART_CTDMO_GH |  |  |  | CTDMO-G,H |  | FALSE |  |  |  | FALSE
DART_CTDMO_QR |  |  |  | CTDMO-Q,R | [5 empty] | FALSE
DART_CTDPF_KL | Yes | Yes |  | CTDPF-K,L |  | FALSE |  | FALSE | FALSE | FALSE
DART_CTDPF_O |  |  |  | CTDPF-O |  | FALSE |  |  |  | FALSE | FALSE
DART_DOFST_K |  |  |  | DOFST-K |  |  |  | FALSE | FALSE
|  |  |  | (DOFST-0) | [6 empty] | FALSE
DART_DOSTA_D |  |  |  | DOSTA-D |  | FALSE | FALSE | FALSE |  | FALSE | FALSE
DART_DOSTA_L |  |  |  | DOSTA-L |  | FALSE |  |  |  | FALSE
DART_DOSTA_M | Yes | Yes |  | DOSTA-M |  | FALSE | FALSE | FALSE
DART_DOSTA_N |  |  |  | DOSTA-N | [6 empty] | FALSE
DART_FDCHP_A |  |  |  | FDCHP-A |  |  |  |  | FALSE | FALSE
DART_FLOBN_A |  |  |  | FLOBN-A | FALSE
DART_FLORD_L |  |  |  | FLORD-L | [5 empty] | FALSE
DART_FLORD_M | Yes | Yes |  | FLORD-M |  | FALSE |  |  |  | FALSE
|  |  |  | (FLORD-0) | [5 empty] | FALSE
DART_FLORT_D |  |  |  | FLORT-D |  | FALSE | FALSE | FALSE |  | FALSE
DART_FLORT_K |  |  |  | FLORT-K |  |  |  | FALSE | FALSE
DART_FLORT_M |  |  |  | FLORT-M |  |  | FALSE | FALSE
|  |  |  | (FLORT-0) | [6 empty] | FALSE
DART_METBK |  |  |  | METBK |  |  |  | FALSE |  | FALSE | FALSE
DART_MOPAK |  |  |  | MOPAK |  |  |  | FALSE | FALSE | FALSE
DART_NUTNR_B |  |  |  | NUTNR-B |  |  | FALSE | FALSE |  |  | FALSE
DART_NUTNR_N |  |  |  | NUTNR-N | [6 empty] | FALSE
|  |  |  | (NUTNR-0) | [5 empty] | FALSE | FALSE
DART_OPTAA_C |  |  |  | OPTAA-C | [6 empty] | FALSE
DART_OPTAA_D |  |  |  | OPTAA-D |  |  | FALSE | FALSE
DART_OSMOI_A |  |  |  | OSMOI-A | FALSE
DART_PARAD_M |  |  |  | PARAD-M |  |  | FALSE | FALSE
DART_PARAD_N |  |  |  | PARAD-N | [6 empty] | FALSE
|  |  |  | (PARAD-0) |  |  |  | FALSE |  |  | FALSE
DART_PCO2A |  |  |  | PCO2A |  |  |  | FALSE |  | FALSE | FALSE
DART_PCO2W_B |  |  |  | PCO2W-B |  |  | FALSE | FALSE
|  |  |  | (PCO2W-0) |  | FALSE |  |  |  | FALSE | FALSE
DART_PHSEN_D |  |  |  | PHSEN-D |  |  | FALSE | FALSE
DART_PHSEN_E |  |  |  | PHSEN-E | [5 empty] | FALSE
DART_PHSEN_F |  |  |  | PHSEN-F |  | FALSE |  |  |  | FALSE
DART_PRESF_A |  |  |  | PRESF-A |  |  | FALSE
DART_PRESF_B |  |  |  | PRESF-B |  |  |  | FALSE |  |  | FALSE
DART_PRESF_C |  |  |  | PRESF-C |  |  |  |  | FALSE |  | FALSE
DART_SPKIR_B |  |  |  | SPKIR-B |  |  | FALSE | FALSE
|  |  |  | (SPKIR-0) | [5 empty] | FALSE | FALSE
DART_VEL3D_D |  |  |  | VEL3D-D |  |  | FALSE
DART_VEL3D_K |  |  |  | VEL3D-K | [6 empty] | FALSE
DART_VEL3D_L |  |  |  | (VEL3D-0) |  | FALSE |  |  |  | FALSE | FALSE
DART_VELPT_A |  |  |  | VELPT-A |  |  | FALSE | FALSE |  | FALSE
DART_ZPLSC_C |  |  |  | ZPLSC-C | [6 empty] | FALSE
DART_ZPLSG_A |  |  |  | ZPLSG-A | [5 empty] | FALSE | FALSE

## Facilities
Code | Name | Description | Institution
CG | CGSN Facility | Marine Infrastructure managed by CGSN Marine IO | Woods Hole Oceanographic Institution
EA | EA Facility | Marine Infrastructure managed by EA Marine IO | Oregon State University Institution
RSN | RSN Facility | Marine Infrastructure managed by RSN Marine IO | Univ. of Washington

## Arrays
Reference ID | SAF Name | Name | Composite Name | Lead IO
CE | Endurance Array | Coastal Endurance | Endurance | EA
CP | Pioneer Array | Coastal Pioneer | Pioneer | CG
GA | Global Argentine Basin | Global Argentine Basin | Argentine Basin | CG
GI | Global Irminger Sea | Global Irminger Sea | Irminger Sea | CG
GP | Global Station Papa | Global Station Papa | Station Papa | CG
GS | Global Southern Ocean | Global Southern Ocean | Southern Ocean | CG
RS | Regional | Regional |  | RSN

## Sites
Reference ID | SAF Name | Array Name | Array Short Name | Name Extension | Full Name | Change
CE01 | Oregon (OR) Inshore | Coastal Endurance | Endurance |  | Coastal Endurance
CE02 | Oregon (OR) Shelf | Coastal Endurance | Endurance |  | Coastal Endurance
CE04 | Oregon (OR) Offshore | Coastal Endurance | Endurance |  | Coastal Endurance
CE05 | Endurance Mobile Asset | Coastal Endurance | Endurance |  | Coastal Endurance
CE06 | Washington (WA) Inshore | Coastal Endurance | Endurance |  | Coastal Endurance
CE07 | Washington (WA) Shelf | Coastal Endurance | Endurance |  | Coastal Endurance
CE09 | Washington (WA) Offshore | Coastal Endurance | Endurance |  | Coastal Endurance
CP01 | Pioneer Central | Coastal Pioneer | Pioneer |  | Coastal Pioneer
CP02 | Pioneer Profilers Moorings Only | Coastal Pioneer | Pioneer |  | Coastal Pioneer
CP03 | Pioneer Inshore | Coastal Pioneer | Pioneer |  | Coastal Pioneer
CP04 | Pioneer Offshore | Coastal Pioneer | Pioneer |  | Coastal Pioneer
CP05 | Pioneer Mobile Asset | Coastal Pioneer | Pioneer |  | Coastal Pioneer
GA01 | Argentine Surface Mooring | Global Argentine Basin | Argentine Basin |  | Global Argentine Basin
GA02 | Argentine Hybrid Profiler Mooring | Global Argentine Basin | Argentine Basin |  | Global Argentine Basin
GA03 | Argentine Flanking Mooring | Global Argentine Basin | Argentine Basin |  | Global Argentine Basin
GA05 | Argentine Mobile Asset | Global Argentine Basin | Argentine Basin |  | Global Argentine Basin
GI01 | Irminger Surface Mooring | Global Irminger Sea | Irminger Sea |  | Global Irminger Sea
GI02 | Irminger Hybrid Profiler Mooring | Global Irminger Sea | Irminger Sea |  | Global Irminger Sea
GI03 | Irminger Flanking Mooring | Global Irminger Sea | Irminger Sea |  | Global Irminger Sea
GI05 | Irminger Mobile Asset | Global Irminger Sea | Irminger Sea |  | Global Irminger Sea
GP02 | Papa Hybrid Profiler Mooring | Global Station Papa | Station Papa |  | Global Station Papa
GP03 | Papa Flanking Mooring | Global Station Papa | Station Papa |  | Global Station Papa
GP05 | Papa Mobile Asset | Global Station Papa | Station Papa |  | Global Station Papa
GS01 | 55S (Southern) Surface Mooring | Global Southern Ocean | Southern Ocean |  | Global Southern Ocean
GS02 | 55S (Southern) Hybrid Profiler Mooring | Global Southern Ocean | Southern Ocean |  | Global Southern Ocean
GS03 | 55S (Southern) Flanking Mooring | Global Southern Ocean | Southern Ocean |  | Global Southern Ocean
GS05 | 55S (Southern) Mobile Asset | Global Southern Ocean | Southern Ocean |  | Global Southern Ocean
RS00 |  | Regional |  | Pacific City | Regional Pacific City | NEW
RS01 | Hydrate Ridge | Regional |  | Continental Margin | Regional Continental Margin
RS03 | Axial | Regional |  | Axial | Regional Axial
RS05 |  | Regional |  | Mid Plate | Regional Mid Plate | NEW

## Subsites
Reference ID | Suffix | Prefix | SAF Name | Site Name | Local Name | Full Name | lat_south | lat_north | lon_west | lon_east | depth_min | depth_max | Change
CE01ISSM | ISSM | 01 | Endurance OR Inshore Surface Mooring | Coastal Endurance | Oregon Inshore | Coastal Endurance Oregon Inshore
CE01ISSP | ISSP | 01 | Endurance OR Inshore Surface Piercing Profiler Mooring | Coastal Endurance | Oregon Inshore | Coastal Endurance Oregon Inshore
CE02SHBP | SHBP | 02 | Endurance OR Shelf Benthic Pkg | Coastal Endurance | Oregon Shelf | Coastal Endurance Oregon Shelf
CE02SHSM | SHSM | 02 | Endurance OR Shelf Surface Mooring | Coastal Endurance | Oregon Shelf | Coastal Endurance Oregon Shelf
CE02SHSP | SHSP | 02 | Endurance OR Shelf Surface Piercing Profiler Mooring | Coastal Endurance | Oregon Shelf | Coastal Endurance Oregon Shelf
CE04OSBP | OSBP | 04 | Endurance OR Offshore Benthic Pkg | Coastal Endurance | Oregon Offshore | Coastal Endurance Oregon Offshore
CE04OSHY | OSHY | 04 | Endurance OR Offshore Hybrid Profiler Mooring | Coastal Endurance | Oregon Offshore | Coastal Endurance Oregon Offshore
CE04OSSM | OSSM | 04 | Endurance OR Offshore Surface Mooring | Coastal Endurance | Oregon Offshore | Coastal Endurance Oregon Offshore
CE05MOAS | MOAS | 05 | Endurance Mobile Assets | Coastal Endurance | Mobile Assets | Coastal Endurance Mobile Assets | 43 | 48 | -128 | -124 | 0 | 1000 | Via Ed C
CE06ISSM | ISSM | 06 | Endurance WA Inshore Surface Mooring | Coastal Endurance | Washington Inshore | Coastal Endurance Washington Inshore
CE06ISSP | ISSP | 06 | Endurance WA Inshore Surface Piercing Profiler Mooring | Coastal Endurance | Washington Inshore | Coastal Endurance Washington Inshore
CE07SHSM | SHSM | 07 | Endurance WA Shelf Surface Mooring | Coastal Endurance | Washington Shelf | Coastal Endurance Washington Shelf
CE07SHSP | SHSP | 07 | Endurance WA Shelf Surface Piercing Profiler Mooring | Coastal Endurance | Washington Shelf | Coastal Endurance Washington Shelf
CE09OSPM | OSPM | 09 | Endurance WA Offshore Profiler Mooring | Coastal Endurance | Washington Offshore | Coastal Endurance Washington Offshore
CE09OSSM | OSSM | 09 | Endurance WA Offshore Surface Mooring | Coastal Endurance | Washington Offshore | Coastal Endurance Washington Offshore
CP01CNSM | CNSM | 01 | Pioneer Central Surface Mooring | Coastal Pioneer | Central | Coastal Pioneer Central
CP01CNSP | CNSP | 01 | Pioneer Central Surface-Piercing Profiler Mooring | Coastal Pioneer | Central | Coastal Pioneer Central
CP02PMCI | PMCI | 02 | Pioneer Central Inshore Profiler Mooring | Coastal Pioneer | Central Inshore | Coastal Pioneer Central Inshore
CP02PMCO | PMCO | 02 | Pioneer Central Offshore Profiler Mooring | Coastal Pioneer | Central Offshore | Coastal Pioneer Central Offshore
CP02PMUI | PMUI | 02 | Pioneer Upstream Inshore Profiler Mooring | Coastal Pioneer | Upstream Inshore | Coastal Pioneer Upstream Inshore
CP02PMUO | PMUO | 02 | Pioneer Upstream Offshore Profiler Mooring | Coastal Pioneer | Upstream Offshore | Coastal Pioneer Upstream Offshore
CP03ISSM | ISSM | 03 | Pioneer Inshore Surface Mooring | Coastal Pioneer | Inshore | Coastal Pioneer Inshore
CP03ISSP | ISSP | 03 | Pioneer Inshore Surface-Piercing Profiler Mooring | Coastal Pioneer | Inshore | Coastal Pioneer Inshore
CP04OSPM | OSPM | 04 | Pioneer Offshore Profiler Mooring | Coastal Pioneer | Offshore | Coastal Pioneer Offshore
CP04OSSM | OSSM | 04 | Pioneer Offshore Surface Mooring | Coastal Pioneer | Offshore | Coastal Pioneer Offshore
CP05MOAS | MOAS | 05 | Pioneer Mobile Assets | Coastal Pioneer | Mobile Assets | Coastal Pioneer Mobile Assets | 38.75 | 40.75 | -71.4 | -69.3 | 0 | 520 | Via map
GA01SUMO | SUMO | 01 | Argentine Basin Surface Mooring | Global Argentine Basin | Apex | Global Argentine Basin Apex
GA02HYPM | HYPM | 02 | Argentine Basin Hybrid Profiler | Global Argentine Basin | Apex | Global Argentine Basin Apex
GA03FLMA | FLMA | 03 | Argentine Basin Mesoscale Flanking Mooring A | Global Argentine Basin | Mesoscale Flanking A | Global Argentine Basin Mesoscale Flanking A
GA03FLMB | FLMB | 03 | Argentine Basin Mesoscale Flanking Mooring B | Global Argentine Basin | Mesoscale Flanking B | Global Argentine Basin Mesoscale Flanking B
GA05MOAS | MOAS | 05 | Argentine Basin Mobile Assets | Global Argentine Basin | Mobile Assets | Global Argentine Basin Mobile Assets | -44 | -41.5 | -44 | -41 | 0 | 1100 | Via Matthias
GI01SUMO | SUMO | 01 | Irminger Sea Surface Mooring | Global Irminger Sea | Apex | Global Irminger Sea Apex
GI02HYPM | HYPM | 02 | Irminger Sea Hybrid Profiler | Global Irminger Sea | Apex | Global Irminger Sea Apex
GI03FLMA | FLMA | 03 | Irminger Sea Mesoscale Flanking Mooring A | Global Irminger Sea | Mesoscale Flanking A | Global Irminger Sea Mesoscale Flanking A
GI03FLMB | FLMB | 03 | Irminger Sea Mesoscale Flanking Mooring B | Global Irminger Sea | Mesoscale Flanking B | Global Irminger Sea Mesoscale Flanking B
GI05MOAS | MOAS | 05 | Irminger Sea Mobile Assets | Global Irminger Sea | Mobile Assets | Global Irminger Sea Mobile Assets | 59.5 | 61.5 | -40 | -37 | 0 | 1100 | Via Matthias
GP02HYPM | HYPM | 02 | Station Papa Hybrid Profiler | Global Station Papa | Apex | Global Station Papa Apex
GP03FLMA | FLMA | 03 | Station Papa Mesoscale Flanking Mooring A | Global Station Papa | Mesoscale Flanking A | Global Station Papa Mesoscale Flanking A
GP03FLMB | FLMB | 03 | Station Papa Mesoscale Flanking Mooring B | Global Station Papa | Mesoscale Flanking B | Global Station Papa Mesoscale Flanking B
GP05MOAS | MOAS | 05 | Station Papa Mobile Assets | Global Station Papa | Mobile Assets | Global Station Papa Mobile Assets | 49.5 | 51 | -146 | -143.5 | 0 | 1100 | Via Matthias
GS01SUMO | SUMO | 01 | Southern Ocean Surface Mooring | Global Southern Ocean | Apex | Global Southern Ocean Apex
GS02HYPM | HYPM | 02 | Southern Ocean Hybrid Profiler | Global Southern Ocean | Apex | Global Southern Ocean Apex
GS03FLMA | FLMA | 03 | Southern Ocean Mesoscale Flanking Mooring A | Global Southern Ocean | Mesoscale Flanking A | Global Southern Ocean Mesoscale Flanking A
GS03FLMB | FLMB | 03 | Southern Ocean Mesoscale Flanking Mooring B | Global Southern Ocean | Mesoscale Flanking B | Global Southern Ocean Mesoscale Flanking B
GS05MOAS | MOAS | 05 | Southern Ocean Mobile Assets | Global Southern Ocean | Mobile Assets | Global Southern Ocean Mobile Assets | -55 | -53.5 | -90.5 | -87.5 | 0 | 1100 | Via Matthias
RS00PCSS | PCSS | 00 |  | Regional Pacific City |  | Regional Pacific City | 45.2145 | 45.2145 | -123.9677 | -123.9677 | 0 | 0 | NEW
RS01SLOP | SLOP | 01 |  | Regional Continental Margin |  | Regional Continental Margin | 44.481442 | 44.509569 | -125.398242 | -125.148328 | 1237 | 2924 | NEW
RS01SBVM | SBVM | 01 | Slope Base Vertical Mooring | Regional Continental Margin | Base | Regional Continental Margin Base
RS01SLBS | SLBS | 01 | Slope Base | Regional Continental Margin | Base | Regional Continental Margin Base
RS01SUM1 | SUM1 | 01 | Southern Hydrate Summit 1 | Regional Continental Margin | Southern Hydrate Ridge | Regional Continental Margin Southern Hydrate Ridge
RS01SUM2 | SUM2 | 01 | Southern Hydrate Summit 2 | Regional Continental Margin | Southern Hydrate Ridge | Regional Continental Margin Southern Hydrate Ridge
RS03AXIA | AXIA | 01 |  | Regional Axial |  | Regional Axial | 45.820318 | 45.941282 | -129.969808 | -129.743578 | 1525 | 2610 | NEW
RS03ASHS | ASHS | 03 | Ashes | Regional Axial | Ashes | Regional Axial Ashes
RS03AXBS | AXBS | 03 | Axial Base | Regional Axial | Base | Regional Axial Base
RS03AXVM | AXVM | 03 | Axial Mooring | Regional Axial | Base | Regional Axial Base
RS03CCAL | CCAL | 03 | Central Caldera | Regional Axial | Central Caldera | Regional Axial Central Caldera
RS03ECAL | ECAL | 03 | Eastern Caldera | Regional Axial | Eastern Caldera | Regional Axial Eastern Caldera
RS03INT1 | INT1 | 03 | International District 1 | Regional Axial | International District | Regional Axial International District
RS03INT2 | INT2 | 03 | International District 2 | Regional Axial | International District | Regional Axial International District
RS05MID1 | MID1 | 05 |  | Regional Mid Plate |  | Regional Mid Plate | 45.755555 | 45.755555 | -127.278438 | -127.278438 | 2820 | 2820 | NEW

## Nodes
Reference ID | Disable | Platform | SAF | Site Reference ID | Parent Reference ID | Platform Reference ID | Node Type Code | Node Site Sequence | Node Type Name | Uniquifier | Subsite Name | Name Extension | Full Name | Platform Configuration Type | Platform Agent Type | Deployment Lead | Cabled | Issue | Start Deployment Cruise | End Deployment Cruise | Deployment Cruise | Date Status | Deploy Info | Self Port | Uplink Node | Uplink Port | lat | lon | depth
CE01ISSM-LM001 |  | 1 | No | CE01ISSM |  | CE01ISSM-LM001 | LM | 001 | Low Power Surface Mooring |  | Coastal Endurance Oregon Inshore | Low Power Surface Mooring | Low Power Surface Mooring - Coastal Endurance Oregon Inshore | DCL-PCLP | CPOP-CMDS | EA | [5 empty] | push
CE01ISSM-MF004 |  |  |  | CE01ISSM | CE01ISSM-LM001 | CE01ISSM-LM001 | MF | 004 | Multi-Function Node | 004 | Coastal Endurance Oregon Inshore | Multi-Function Node 004 | Multi-Function Node 004 - Coastal Endurance Oregon Inshore | DCL-PCLP | CPOP-CMDS | EA | [5 empty] | push
CE01ISSM-MF005 |  |  |  | CE01ISSM | CE01ISSM-LM001 | CE01ISSM-LM001 | MF | 005 | Multi-Function Node | 005 | Coastal Endurance Oregon Inshore | Multi-Function Node 005 | Multi-Function Node 005 - Coastal Endurance Oregon Inshore | DCL-PCLP | CPOP-CMDS | EA | [5 empty] | push
CE01ISSM-RI002 |  |  |  | CE01ISSM | CE01ISSM-LM001 | CE01ISSM-LM001 | RI | 002 | Mooring Riser | 002 | Coastal Endurance Oregon Inshore | Mooring Riser 002 | Mooring Riser 002 - Coastal Endurance Oregon Inshore | DCL-PCLP | CPOP-CMDS | EA | [5 empty] | push
CE01ISSM-RI003 |  |  |  | CE01ISSM | CE01ISSM-LM001 | CE01ISSM-LM001 | RI | 003 | Mooring Riser | 003 | Coastal Endurance Oregon Inshore | Mooring Riser 003 | Mooring Riser 003 - Coastal Endurance Oregon Inshore | DCL-PCLP | CPOP-CMDS | EA | [5 empty] | push
CE01ISSM-SB001 |  |  |  | CE01ISSM | CE01ISSM-LM001 | CE01ISSM-LM001 | SB | 001 | Surface Buoy | 001 | Coastal Endurance Oregon Inshore | Surface Buoy 001 | Surface Buoy 001 - Coastal Endurance Oregon Inshore | DCL-PCLP | CPOP-CMDS | EA | [5 empty] | push
CE01ISSP-CP001 |  | 1 | No | CE01ISSP |  | CE01ISSP-CP001 | CP | 001 | Surface Piercing Profiler Mooring |  | Coastal Endurance Oregon Inshore | Surface Piercing Profiler Mooring | Surface Piercing Profiler Mooring - Coastal Endurance Oregon Inshore | CPVN-PC | CPOP-CMDS | EA
CE01ISSP-SP001 |  |  |  | CE01ISSP | CE01ISSP-CP001 | CE01ISSP-CP001 | SP | 001 | Surface-Piercing Profiler | 001 | Coastal Endurance Oregon Inshore | Surface-Piercing Profiler 001 | Surface-Piercing Profiler 001 - Coastal Endurance Oregon Inshore | CPVN-PC | CPOP-CMDS | EA
CE02SHBP-BP001 |  | 1 | No | CE02SHBP |  | CE02SHBP-BP001 | BP | 001 | Benthic Experiment Package |  | Coastal Endurance Oregon Shelf | Benthic Experiment Package | Benthic Experiment Package - Coastal Endurance Oregon Shelf | RSN-PC | CPOP-ROMS | EA | [6 empty] | 17km ext late - 2014 |  |  |  | 44.637000 | -124.305900 | 81
CE02SHBP-PN01D |  | 1 | No | CE02SHBP |  | CE02SHBP-PN01D | PN | 01D | Primary Node | 01D | Coastal Endurance Oregon Shelf | Primary Node 01D | Primary Node 01D - Coastal Endurance Oregon Shelf | RSN-PC | CPOP-ROMS | EA | Yes |  | 2012-09-01 | 2012-09-01 |  | deployed |  | I1 | CE04OSHY-PN01C | X1 | 44.691385 | -124.457012 | 115
CE02SHBP-LJ01D |  |  |  | CE02SHBP |  | CE02SHBP-BP001 | LJ | 01D | Low Power JBox | 01D | Coastal Endurance Oregon Shelf | Low Power JBox 01D | Low Power JBox 01D - Coastal Endurance Oregon Shelf | RSN-PC | CPOP-ROMS | EA | Yes |  | 2013-06-01 | 2013-06-01 |  | TBD | 17km ext late - 2014 | 01 | CE02SHBP-MJ01C | 05 | 44.637000 | -124.305900 | 81
CE02SHBP-MJ01C |  |  |  | CE02SHBP |  | CE02SHBP-BP001 | MJ | 01C | Medium Power JBox | 01C | Coastal Endurance Oregon Shelf | Medium Power JBox 01C | Medium Power JBox 01C - Coastal Endurance Oregon Shelf | RSN-PC | CPOP-ROMS | EA | Yes | [5 empty] | 17km ext late - 2014 | 01 | CE02SHBP-PN01D | 02 | 44.637300 | -124.305600 | 81
CE02SHSM-SM001 |  | 1 | No | CE02SHSM |  | CE02SHSM-SM001 | SM | 001 | Standard Power Surface Mooring |  | Coastal Endurance Oregon Shelf | Standard Power Surface Mooring | Standard Power Surface Mooring - Coastal Endurance Oregon Shelf | DCL-PCFP | CICU-SMPC | EA
CE02SHSM-RI002 |  |  |  | CE02SHSM | CE02SHSM-SM001 | CE02SHSM-SM001 | RI | 002 | Mooring Riser | 002 | Coastal Endurance Oregon Shelf | Mooring Riser 002 | Mooring Riser 002 - Coastal Endurance Oregon Shelf | DCL-PCFP | CICU-SMPC | EA
CE02SHSM-RI003 |  |  |  | CE02SHSM | CE02SHSM-SM001 | CE02SHSM-SM001 | RI | 003 | Mooring Riser | 003 | Coastal Endurance Oregon Shelf | Mooring Riser 003 | Mooring Riser 003 - Coastal Endurance Oregon Shelf | DCL-PCFP | CICU-SMPC | EA
CE02SHSM-SB001 |  |  |  | CE02SHSM | CE02SHSM-SM001 | CE02SHSM-SM001 | SB | 001 | Surface Buoy | 001 | Coastal Endurance Oregon Shelf | Surface Buoy 001 | Surface Buoy 001 - Coastal Endurance Oregon Shelf | DCL-PCFP | CICU-SMPC | EA
CE02SHSP-CP001 |  | 1 | No | CE02SHSP |  | CE02SHSP-CP001 | CP | 001 | Surface Piercing Profiler Mooring |  | Coastal Endurance Oregon Shelf | Surface Piercing Profiler Mooring | Surface Piercing Profiler Mooring - Coastal Endurance Oregon Shelf | RSN-PC | CPOP-CMDS | EA
CE02SHSP-SP001 |  |  |  | CE02SHSP | CE02SHSP-CP001 | CE02SHSP-CP001 | SP | 001 | Surface-Piercing Profiler | 001 | Coastal Endurance Oregon Shelf | Surface-Piercing Profiler 001 | Surface-Piercing Profiler 001 - Coastal Endurance Oregon Shelf | RSN-PC | CPOP-CMDS | EA
CE04OSBP-BP001 |  | 1 | No | CE04OSBP |  | CE04OSBP-BP001 | BP | 001 | Benthic Experiment Package |  | Coastal Endurance Oregon Offshore | Benthic Experiment Package | Benthic Experiment Package - Coastal Endurance Oregon Offshore | RSN-PC | CPOP-ROMS | EA | [5 empty] | push |  |  |  |  | 44.369400 | -124.953700 | 582
CE04OSBP-LJ01C |  |  |  | CE04OSBP | CE04OSBP-BP001 | CE04OSBP-BP001 | LJ | 01C | Low Power JBox | 01C | Coastal Endurance Oregon Offshore | Low Power JBox 01C | Low Power JBox 01C - Coastal Endurance Oregon Offshore | RSN-PC | CPOP-ROMS | EA | Yes |  |  |  |  | push |  | 01 | CE04OSHY-LV01C | 05 | 44.369400 | -124.953700 | 582
CE04OSHY-PN01C |  | 1 | No | CE04OSHY |  | CE04OSHY-PN01C | PN | 01C | Primary Node | 01C | Coastal Endurance Oregon Offshore | Primary Node 01C | Primary Node 01C - Coastal Endurance Oregon Offshore | RSN-PC | CPOP-ROMS | EA | Yes |  | 2012-09-01 | 2012-09-01 |  | deployed |  | I1 | RS01SLOP-PN01B | X1 | 44.363650 | -124.961983 | 623
CE04OSHY-LV01C |  | 1 | No | CE04OSHY |  | CE04OSHY-LV01C | LV | 01C | Low Voltage Node | 01C | Coastal Endurance Oregon Offshore | Low Voltage Node 01C | Low Voltage Node 01C - Coastal Endurance Oregon Offshore | RSN-PC | CPOP-ROMS | EA | Yes |  |  |  |  | push |  | 01 | CE04OSHY-PN01C | 02 | 44.369100 | -124.954100 | 583
CE04OSHY-DP01B |  | 1 |  | CE04OSHY |  | CE04OSHY-DP01B | DP | 01B | Deep Profiler Mooring | 01B | Coastal Endurance Oregon Offshore | Deep Profiler Mooring 01B | Deep Profiler Mooring 01B - Coastal Endurance Oregon Offshore | RSN-PCDP | CPOP-ROMS | EA | Yes | Via Docking Station PD | [6 empty] | CE04OSHY-LV01C |  | 44.367600 | -124.953300 | 586
CE04OSHY-SR01B |  | 1 | No | CE04OSHY |  | CE04OSHY-SR01B | SR | 01B | Shallow Profiler Mooring | 01B | Coastal Endurance Oregon Offshore | Shallow Profiler Mooring 01B | Shallow Profiler Mooring 01B - Coastal Endurance Oregon Offshore | RSN-PCSF | CPOP-ROMS | EA | Yes
CE04OSHY-PC01B |  |  |  | CE04OSHY | CE04OSHY-SR01B | CE04OSHY-SR01B | PC | 01B | 200m Platform | 01B | Coastal Endurance Oregon Offshore | 200m Platform 01B | 200m Platform 01B - Coastal Endurance Oregon Offshore | RSN-PC | CPOP-ROMS | EA | Yes | [6 empty] | 01 | CE04OSHY-LV01C | 02
CE04OSHY-SC01B |  |  | No | CE04OSHY | CE04OSHY-SR01B | CE04OSHY-SR01B | SC | 01B | Shallow Profiler Controller | 01B | Coastal Endurance Oregon Offshore | Shallow Profiler Controller 01B | Shallow Profiler Controller 01B - Coastal Endurance Oregon Offshore | RSN-PCSF | CPOP-ROMS | EA | Yes | [6 empty] | 01 | CE04OSHY-PC01B | 02 | 44.367600 | -124.953300 | 200
CE04OSHY-SF01B |  |  |  | CE04OSHY | CE04OSHY-SR01B | CE04OSHY-SR01B | SF | 01B | Shallow Profiler Science Float | 01B | Coastal Endurance Oregon Offshore | Shallow Profiler Science Float 01B | Shallow Profiler Science Float 01B - Coastal Endurance Oregon Offshore | RSN-PCSF | CPOP-ROMS | EA | Yes | [6 empty] | 01 | CE04OSHY-SC01B | 04
CE04OSSM-SM001 |  | 1 | No | CE04OSSM |  | CE04OSSM-SM001 | SM | 001 | Standard Power Surface Mooring |  | Coastal Endurance Oregon Offshore | Standard Power Surface Mooring | Standard Power Surface Mooring - Coastal Endurance Oregon Offshore | DCL-PCFP | CICU-SMPC | EA
CE04OSSM-RI002 |  |  |  | CE04OSSM | CE04OSSM-SM001 | CE04OSSM-SM001 | RI | 002 | Mooring Riser | 002 | Coastal Endurance Oregon Offshore | Mooring Riser 002 | Mooring Riser 002 - Coastal Endurance Oregon Offshore | DCL-PCFP | CICU-SMPC | EA
CE04OSSM-RI003 |  |  |  | CE04OSSM | CE04OSSM-SM001 | CE04OSSM-SM001 | RI | 003 | Mooring Riser | 003 | Coastal Endurance Oregon Offshore | Mooring Riser 003 | Mooring Riser 003 - Coastal Endurance Oregon Offshore | DCL-PCFP | CICU-SMPC | EA
CE04OSSM-SB001 |  |  |  | CE04OSSM | CE04OSSM-SM001 | CE04OSSM-SM001 | SB | 001 | Surface Buoy | 001 | Coastal Endurance Oregon Offshore | Surface Buoy 001 | Surface Buoy 001 - Coastal Endurance Oregon Offshore | DCL-PCFP | CICU-SMPC | EA
CE05MOAS-GL001 |  | 1 |  | CE05MOAS |  | CE05MOAS-GL001 | GL | 001 | Glider | 001 | Coastal Endurance Mobile Assets | Glider 001 | Glider 001 - Coastal Endurance Mobile Assets | CGVN-PC | CPOP-CGDS | EA |  |  | 2013-10-25 | 2013-10-28 |  | candidate |  |  |  |  | 43.0,48.0 | -128.0,-124.01 | 0,1000
CE05MOAS-GL002 |  | 1 |  | CE05MOAS |  | CE05MOAS-GL002 | GL | 002 | Glider | 002 | Coastal Endurance Mobile Assets | Glider 002 | Glider 002 - Coastal Endurance Mobile Assets | CGVN-PC | CPOP-CGDS | EA |  |  | 2013-10-25 | 2013-10-28 |  | candidate |  |  |  |  | 43.0,48.0 | -128.0,-124.02 | 0,1000
CE05MOAS-GL003 |  | 1 |  | CE05MOAS |  | CE05MOAS-GL003 | GL | 003 | Glider | 003 | Coastal Endurance Mobile Assets | Glider 003 | Glider 003 - Coastal Endurance Mobile Assets | CGVN-PC | CPOP-CGDS | EA |  |  | 2013-10-25 | 2013-10-28 |  | candidate |  |  |  |  | 43.0,48.0 | -128.0,-124.03 | 0,1000
CE05MOAS-GL004 |  | 1 |  | CE05MOAS |  | CE05MOAS-GL004 | GL | 004 | Glider | 004 | Coastal Endurance Mobile Assets | Glider 004 | Glider 004 - Coastal Endurance Mobile Assets | CGVN-PC | CPOP-CGDS | EA |  |  | 2013-10-25 | 2013-10-28 |  | candidate |  |  |  |  | 43.0,48.0 | -128.0,-124.04 | 0,1000
CE05MOAS-GL005 |  | 1 |  | CE05MOAS |  | CE05MOAS-GL005 | GL | 005 | Glider | 005 | Coastal Endurance Mobile Assets | Glider 005 | Glider 005 - Coastal Endurance Mobile Assets | CGVN-PC | CPOP-CGDS | EA |  |  | 2013-10-25 | 2013-10-28 |  | candidate |  |  |  |  | 43.0,48.0 | -128.0,-124.05 | 0,1000
CE05MOAS-GL006 |  | 1 |  | CE05MOAS |  | CE05MOAS-GL006 | GL | 006 | Glider | 006 | Coastal Endurance Mobile Assets | Glider 006 | Glider 006 - Coastal Endurance Mobile Assets | CGVN-PC | CPOP-CGDS | EA |  |  | 2013-10-25 | 2013-10-28 |  | candidate |  |  |  |  | 43.0,48.0 | -128.0,-124.06 | 0,1000
CE06ISSM-LM001 |  | 1 | No | CE06ISSM |  | CE06ISSM-LM001 | LM | 001 | Low Power Surface Mooring |  | Coastal Endurance Washington Inshore | Low Power Surface Mooring | Low Power Surface Mooring - Coastal Endurance Washington Inshore | DCL-PCLP | CPOP-CMDS | EA
CE06ISSM-MF004 |  |  |  | CE06ISSM | CE06ISSM-LM001 | CE06ISSM-LM001 | MF | 004 | Multi-Function Node | 004 | Coastal Endurance Washington Inshore | Multi-Function Node 004 | Multi-Function Node 004 - Coastal Endurance Washington Inshore | DCL-PCLP | CPOP-CMDS | EA
CE06ISSM-MF005 |  |  |  | CE06ISSM | CE06ISSM-LM001 | CE06ISSM-LM001 | MF | 005 | Multi-Function Node | 005 | Coastal Endurance Washington Inshore | Multi-Function Node 005 | Multi-Function Node 005 - Coastal Endurance Washington Inshore | DCL-PCLP | CPOP-CMDS | EA
CE06ISSM-RI002 |  |  |  | CE06ISSM | CE06ISSM-LM001 | CE06ISSM-LM001 | RI | 002 | Mooring Riser | 002 | Coastal Endurance Washington Inshore | Mooring Riser 002 | Mooring Riser 002 - Coastal Endurance Washington Inshore | DCL-PCLP | CPOP-CMDS | EA
CE06ISSM-RI003 |  |  |  | CE06ISSM | CE06ISSM-LM001 | CE06ISSM-LM001 | RI | 003 | Mooring Riser | 003 | Coastal Endurance Washington Inshore | Mooring Riser 003 | Mooring Riser 003 - Coastal Endurance Washington Inshore | DCL-PCLP | CPOP-CMDS | EA
CE06ISSM-SB001 |  |  |  | CE06ISSM | CE06ISSM-LM001 | CE06ISSM-LM001 | SB | 001 | Surface Buoy | 001 | Coastal Endurance Washington Inshore | Surface Buoy 001 | Surface Buoy 001 - Coastal Endurance Washington Inshore | DCL-PCLP | CPOP-CMDS | EA
CE06ISSP-CP001 |  | 1 | No | CE06ISSP |  | CE06ISSP-CP001 | CP | 001 | Surface Piercing Profiler Mooring |  | Coastal Endurance Washington Inshore | Surface Piercing Profiler Mooring | Surface Piercing Profiler Mooring - Coastal Endurance Washington Inshore | CPVN-PC | CPOP-CMDS | EA
CE06ISSP-SP001 |  |  |  | CE06ISSP | CE06ISSP-CP001 | CE06ISSP-CP001 | SP | 001 | Surface-Piercing Profiler | 001 | Coastal Endurance Washington Inshore | Surface-Piercing Profiler 001 | Surface-Piercing Profiler 001 - Coastal Endurance Washington Inshore | CPVN-PC | CPOP-CMDS | EA
CE07SHSM-HM001 |  | 1 | No | CE07SHSM |  | CE07SHSM-HM001 | HM | 001 | High Power Surface Mooring |  | Coastal Endurance Washington Shelf | High Power Surface Mooring | High Power Surface Mooring - Coastal Endurance Washington Shelf | DCL-PCFP | CICU-SMPC | EA
CE07SHSM-MF004 |  |  |  | CE07SHSM | CE07SHSM-HM001 | CE07SHSM-HM001 | MF | 004 | Multi-Function Node | 004 | Coastal Endurance Washington Shelf | Multi-Function Node 004 | Multi-Function Node 004 - Coastal Endurance Washington Shelf | DCL-PCFP | CICU-SMPC | EA
CE07SHSM-MF005 |  |  |  | CE07SHSM | CE07SHSM-HM001 | CE07SHSM-HM001 | MF | 005 | Multi-Function Node | 005 | Coastal Endurance Washington Shelf | Multi-Function Node 005 | Multi-Function Node 005 - Coastal Endurance Washington Shelf | DCL-PCFP | CICU-SMPC | EA
CE07SHSM-RI002 |  |  |  | CE07SHSM | CE07SHSM-HM001 | CE07SHSM-HM001 | RI | 002 | Mooring Riser | 002 | Coastal Endurance Washington Shelf | Mooring Riser 002 | Mooring Riser 002 - Coastal Endurance Washington Shelf | DCL-PCFP | CICU-SMPC | EA
CE07SHSM-RI003 |  |  |  | CE07SHSM | CE07SHSM-HM001 | CE07SHSM-HM001 | RI | 003 | Mooring Riser | 003 | Coastal Endurance Washington Shelf | Mooring Riser 003 | Mooring Riser 003 - Coastal Endurance Washington Shelf | DCL-PCFP | CICU-SMPC | EA
CE07SHSM-SB001 |  |  |  | CE07SHSM | CE07SHSM-HM001 | CE07SHSM-HM001 | SB | 001 | Surface Buoy | 001 | Coastal Endurance Washington Shelf | Surface Buoy 001 | Surface Buoy 001 - Coastal Endurance Washington Shelf | DCL-PCFP | CICU-SMPC | EA
CE07SHSP-CP001 |  | 1 | No | CE07SHSP |  | CE07SHSP-CP001 | CP | 001 | Surface Piercing Profiler Mooring |  | Coastal Endurance Washington Shelf | Surface Piercing Profiler Mooring | Surface Piercing Profiler Mooring - Coastal Endurance Washington Shelf | CPVN-PC | CPOP-CMDS | EA | [5 empty] | push
CE07SHSP-SP001 |  |  |  | CE07SHSP | CE07SHSP-CP001 | CE07SHSP-CP001 | SP | 001 | Surface-Piercing Profiler | 001 | Coastal Endurance Washington Shelf | Surface-Piercing Profiler 001 | Surface-Piercing Profiler 001 - Coastal Endurance Washington Shelf | CPVN-PC | CPOP-CMDS | EA | [5 empty] | push
CE09OSPM-WF001 |  | 1 |  | CE09OSPM |  | CE09OSPM-WF001 | WF | 001 | Wire-Following Profiler |  | Coastal Endurance Washington Offshore | Wire-Following Profiler | Wire-Following Profiler - Coastal Endurance Washington Offshore | DCL-STC | CPOP-CMDS | EA |  | Change node type to PM in SAF |  |  |  | push
CE09OSSM-HM001 |  | 1 | No | CE09OSSM |  | CE09OSSM-HM001 | HM | 001 | High Power Surface Mooring |  | Coastal Endurance Washington Offshore | High Power Surface Mooring | High Power Surface Mooring - Coastal Endurance Washington Offshore | DCL-PCFP | CICU-SMPC | EA
CE09OSSM-MF004 |  |  |  | CE09OSSM | CE09OSSM-HM001 | CE09OSSM-HM001 | MF | 004 | Multi-Function Node | 004 | Coastal Endurance Washington Offshore | Multi-Function Node 004 | Multi-Function Node 004 - Coastal Endurance Washington Offshore | DCL-PCFP | CICU-SMPC | EA
CE09OSSM-MF005 |  |  |  | CE09OSSM | CE09OSSM-HM001 | CE09OSSM-HM001 | MF | 005 | Multi-Function Node | 005 | Coastal Endurance Washington Offshore | Multi-Function Node 005 | Multi-Function Node 005 - Coastal Endurance Washington Offshore | DCL-PCFP | CICU-SMPC | EA
CE09OSSM-RI002 |  |  |  | CE09OSSM | CE09OSSM-HM001 | CE09OSSM-HM001 | RI | 002 | Mooring Riser | 002 | Coastal Endurance Washington Offshore | Mooring Riser 002 | Mooring Riser 002 - Coastal Endurance Washington Offshore | DCL-PCFP | CICU-SMPC | EA
CE09OSSM-RI003 |  |  |  | CE09OSSM | CE09OSSM-HM001 | CE09OSSM-HM001 | RI | 003 | Mooring Riser | 003 | Coastal Endurance Washington Offshore | Mooring Riser 003 | Mooring Riser 003 - Coastal Endurance Washington Offshore | DCL-PCFP | CICU-SMPC | EA
CE09OSSM-SB001 |  |  |  | CE09OSSM | CE09OSSM-HM001 | CE09OSSM-HM001 | SB | 001 | Surface Buoy | 001 | Coastal Endurance Washington Offshore | Surface Buoy 001 | Surface Buoy 001 - Coastal Endurance Washington Offshore | DCL-PCFP | CICU-SMPC | EA
CP01CNSM-HM001 |  | 1 | No | CP01CNSM |  | CP01CNSM-HM001 | HM | 001 | High Power Surface Mooring |  | Coastal Pioneer Central | High Power Surface Mooring | High Power Surface Mooring - Coastal Pioneer Central | DCL-PCFP | CICU-SMPC | CG |  |  | 2013-11-22 | 2013-12-05 | 2013-Knorr | candidate
CP01CNSM-MF004 |  |  |  | CP01CNSM | CP01CNSM-HM001 | CP01CNSM-HM001 | MF | 004 | Multi-Function Node | 004 | Coastal Pioneer Central | Multi-Function Node 004 | Multi-Function Node 004 - Coastal Pioneer Central | DCL-PCFP | CICU-SMPC | CG |  |  | 2013-11-22 | 2013-12-05 | 2013-Knorr | candidate
CP01CNSM-MF005 |  |  |  | CP01CNSM | CP01CNSM-HM001 | CP01CNSM-HM001 | MF | 005 | Multi-Function Node | 005 | Coastal Pioneer Central | Multi-Function Node 005 | Multi-Function Node 005 - Coastal Pioneer Central | DCL-PCFP | CICU-SMPC | CG |  |  | 2013-11-22 | 2013-12-05 | 2013-Knorr | candidate
CP01CNSM-RI002 |  |  |  | CP01CNSM | CP01CNSM-HM001 | CP01CNSM-HM001 | RI | 002 | Mooring Riser | 002 | Coastal Pioneer Central | Mooring Riser 002 | Mooring Riser 002 - Coastal Pioneer Central | DCL-PCFP | CICU-SMPC | CG |  |  | 2013-11-22 | 2013-12-05 | 2013-Knorr | candidate
CP01CNSM-RI003 |  |  |  | CP01CNSM | CP01CNSM-HM001 | CP01CNSM-HM001 | RI | 003 | Mooring Riser | 003 | Coastal Pioneer Central | Mooring Riser 003 | Mooring Riser 003 - Coastal Pioneer Central | DCL-PCFP | CICU-SMPC | CG |  |  | 2013-11-22 | 2013-12-05 | 2013-Knorr | candidate
CP01CNSM-SB001 |  |  |  | CP01CNSM | CP01CNSM-HM001 | CP01CNSM-HM001 | SB | 001 | Surface Buoy | 001 | Coastal Pioneer Central | Surface Buoy 001 | Surface Buoy 001 - Coastal Pioneer Central | DCL-PCFP | CICU-SMPC | CG
CP01CNSP-CP001 |  | 1 | No | CP01CNSP |  | CP01CNSP-CP001 | CP | 001 | Surface Piercing Profiler Mooring |  | Coastal Pioneer Central | Surface Piercing Profiler Mooring | Surface Piercing Profiler Mooring - Coastal Pioneer Central | CPVN-PC | CPOP-CMDS | CG
CP01CNSP-SP001 |  |  |  | CP01CNSP | CP01CNSP-CP001 | CP01CNSP-CP001 | SP | 001 | Surface-Piercing Profiler | 001 | Coastal Pioneer Central | Surface-Piercing Profiler 001 | Surface-Piercing Profiler 001 - Coastal Pioneer Central | CPVN-PC | CPOP-CMDS | CG
CP02PMCI-WF001 |  | 1 |  | CP02PMCI |  | CP02PMCI-WF001 | WF | 001 | Wire-Following Profiler |  | Coastal Pioneer Central Inshore | Wire-Following Profiler | Wire-Following Profiler - Coastal Pioneer Central Inshore | DCL-STC | CPOP-CMDS | CG |  | Change node type to PM in SAF |  |  |  | push
CP02PMCI-RI001 |  |  |  | CP02PMCI | CP02PMCI-WF001 | CP02PMCI-WF001 | RI | 001 | Mooring Riser | 001 | Coastal Pioneer Central Inshore | Mooring Riser 001 | Mooring Riser 001 - Coastal Pioneer Central Inshore | DCL-STC | CPOP-CMDS | CG |  | Parent RD may change |  |  |  | push
CP02PMCO-WF001 |  | 1 |  | CP02PMCO |  | CP02PMCO-WF001 | WF | 001 | Wire-Following Profiler |  | Coastal Pioneer Central Offshore | Wire-Following Profiler | Wire-Following Profiler - Coastal Pioneer Central Offshore | DCL-STC | CPOP-CMDS | CG |  | Change node type to PM in SAF |  |  |  | push
CP02PMCO-RI001 |  |  |  | CP02PMCO | CP02PMCO-WF001 | CP02PMCO-WF001 | RI | 001 | Mooring Riser | 001 | Coastal Pioneer Central Offshore | Mooring Riser 001 | Mooring Riser 001 - Coastal Pioneer Central Offshore | DCL-STC | CPOP-CMDS | CG |  | Parent RD may change |  |  |  | push
CP02PMUI-WF001 |  | 1 |  | CP02PMUI |  | CP02PMUI-WF001 | WF | 001 | Wire-Following Profiler |  | Coastal Pioneer Upstream Inshore | Wire-Following Profiler | Wire-Following Profiler - Coastal Pioneer Upstream Inshore | DCL-STC | CPOP-CMDS | CG |  | Change node type to PM in SAF | 2013-11-22 | 2013-12-05 | 2013-Knorr | candidate
CP02PMUI-RI001 |  |  |  | CP02PMUI | CP02PMUI-WF001 | CP02PMUI-WF001 | RI | 001 | Mooring Riser | 001 | Coastal Pioneer Upstream Inshore | Mooring Riser 001 | Mooring Riser 001 - Coastal Pioneer Upstream Inshore | DCL-STC | CPOP-CMDS | CG |  | Parent RD may change | 2013-11-22 | 2013-12-05 | 2013-Knorr | candidate
CP02PMUO-WF001 |  | 1 |  | CP02PMUO |  | CP02PMUO-WF001 | WF | 001 | Wire-Following Profiler |  | Coastal Pioneer Upstream Offshore | Wire-Following Profiler | Wire-Following Profiler - Coastal Pioneer Upstream Offshore | DCL-STC | CPOP-CMDS | CG |  | Change node type to PM in SAF | 2013-11-22 | 2013-12-05 | 2013-Knorr | candidate
CP02PMUO-RI001 |  |  |  | CP02PMUO | CP02PMUO-WF001 | CP02PMUO-WF001 | RI | 001 | Mooring Riser | 001 | Coastal Pioneer Upstream Offshore | Mooring Riser 001 | Mooring Riser 001 - Coastal Pioneer Upstream Offshore | DCL-STC | CPOP-CMDS | CG |  | Parent RD may change | 2013-11-22 | 2013-12-05 | 2013-Knorr | candidate
CP03ISSM-HM001 |  | 1 | No | CP03ISSM |  | CP03ISSM-HM001 | HM | 001 | High Power Surface Mooring |  | Coastal Pioneer Inshore | High Power Surface Mooring | High Power Surface Mooring - Coastal Pioneer Inshore | DCL-PCFP | CICU-SMPC | CG
CP03ISSM-MF004 |  |  |  | CP03ISSM | CP03ISSM-HM001 | CP03ISSM-HM001 | MF | 004 | Multi-Function Node | 004 | Coastal Pioneer Inshore | Multi-Function Node 004 | Multi-Function Node 004 - Coastal Pioneer Inshore | DCL-PCFP | CICU-SMPC | CG
CP03ISSM-MF005 |  |  |  | CP03ISSM | CP03ISSM-HM001 | CP03ISSM-HM001 | MF | 005 | Multi-Function Node | 005 | Coastal Pioneer Inshore | Multi-Function Node 005 | Multi-Function Node 005 - Coastal Pioneer Inshore | DCL-PCFP | CICU-SMPC | CG
CP03ISSM-AD001 |  |  | No | CP03ISSM | CP03ISSM-HM001 | CP03ISSM-HM001 | AD | 001 | AUV Dock | 001 | Coastal Pioneer Inshore | AUV Dock 001 | AUV Dock 001 - Coastal Pioneer Inshore | DCL-PCFP | CICU-SMPC | CG | [10 empty] | 40.36 | -70.88 | 91.5
CP03ISSM-RI002 |  |  |  | CP03ISSM | CP03ISSM-HM001 | CP03ISSM-HM001 | RI | 002 | Mooring Riser | 002 | Coastal Pioneer Inshore | Mooring Riser 002 | Mooring Riser 002 - Coastal Pioneer Inshore | DCL-PCFP | CICU-SMPC | CG
CP03ISSM-RI003 |  |  |  | CP03ISSM | CP03ISSM-HM001 | CP03ISSM-HM001 | RI | 003 | Mooring Riser | 003 | Coastal Pioneer Inshore | Mooring Riser 003 | Mooring Riser 003 - Coastal Pioneer Inshore | DCL-PCFP | CICU-SMPC | CG
CP03ISSM-SB001 |  |  |  | CP03ISSM | CP03ISSM-HM001 | CP03ISSM-HM001 | SB | 001 | Surface Buoy | 001 | Coastal Pioneer Inshore | Surface Buoy 001 | Surface Buoy 001 - Coastal Pioneer Inshore | DCL-PCFP | CICU-SMPC | CG
CP03ISSP-CP001 |  | 1 | No | CP03ISSP |  | CP03ISSP-CP001 | CP | 001 | Surface Piercing Profiler Mooring |  | Coastal Pioneer Inshore | Surface Piercing Profiler Mooring | Surface Piercing Profiler Mooring - Coastal Pioneer Inshore | CPVN-PC | CPOP-CMDS | CG
CP03ISSP-SP001 |  |  |  | CP03ISSP | CP03ISSP-CP001 | CP03ISSP-CP001 | SP | 001 | Surface-Piercing Profiler | 001 | Coastal Pioneer Inshore | Surface-Piercing Profiler 001 | Surface-Piercing Profiler 001 - Coastal Pioneer Inshore | CPVN-PC | CPOP-CMDS | CG
CP04OSPM-WF001 |  | 1 |  | CP04OSPM |  | CP04OSPM-WF001 | WF | 001 | Wire-Following Profiler |  | Coastal Pioneer Offshore | Wire-Following Profiler | Wire-Following Profiler - Coastal Pioneer Offshore | DCL-STC | CPOP-CMDS | CG |  | Change node type to PM in SAF |  |  |  | push
CP04OSSM-HM001 |  | 1 | No | CP04OSSM |  | CP04OSSM-HM001 | HM | 001 | High Power Surface Mooring |  | Coastal Pioneer Offshore | High Power Surface Mooring | High Power Surface Mooring - Coastal Pioneer Offshore | DCL-PCFP | CICU-SMPC | CG
CP04OSSM-MF004 |  |  |  | CP04OSSM | CP04OSSM-HM001 | CP04OSSM-HM001 | MF | 004 | Multi-Function Node | 004 | Coastal Pioneer Offshore | Multi-Function Node 004 | Multi-Function Node 004 - Coastal Pioneer Offshore | DCL-PCFP | CICU-SMPC | CG
CP04OSSM-MF005 |  |  |  | CP04OSSM | CP04OSSM-HM001 | CP04OSSM-HM001 | MF | 005 | Multi-Function Node | 005 | Coastal Pioneer Offshore | Multi-Function Node 005 | Multi-Function Node 005 - Coastal Pioneer Offshore | DCL-PCFP | CICU-SMPC | CG
CP04OSSM-AD001 |  |  | No | CP04OSSM | CP04OSSM-HM001 | CP04OSSM-HM001 | AD | 001 | AUV Dock | 001 | Coastal Pioneer Offshore | AUV Dock 001 | AUV Dock 001 - Coastal Pioneer Offshore | DCL-PCFP | CICU-SMPC | CG | [10 empty] | 39.94 | -70.88 | 450
CP04OSSM-RI002 |  |  |  | CP04OSSM | CP04OSSM-HM001 | CP04OSSM-HM001 | RI | 002 | Mooring Riser | 002 | Coastal Pioneer Offshore | Mooring Riser 002 | Mooring Riser 002 - Coastal Pioneer Offshore | DCL-PCFP | CICU-SMPC | CG
CP04OSSM-RI003 |  |  |  | CP04OSSM | CP04OSSM-HM001 | CP04OSSM-HM001 | RI | 003 | Mooring Riser | 003 | Coastal Pioneer Offshore | Mooring Riser 003 | Mooring Riser 003 - Coastal Pioneer Offshore | DCL-PCFP | CICU-SMPC | CG
CP04OSSM-SB001 |  |  |  | CP04OSSM | CP04OSSM-HM001 | CP04OSSM-HM001 | SB | 001 | Surface Buoy | 001 | Coastal Pioneer Offshore | Surface Buoy 001 | Surface Buoy 001 - Coastal Pioneer Offshore | DCL-PCFP | CICU-SMPC | CG
CP05MOAS-AV001 |  | 1 |  | CP05MOAS |  | CP05MOAS-AV001 | AV | 001 | AUV | 001 | Coastal Pioneer Mobile Assets | AUV 001 | AUV 001 - Coastal Pioneer Mobile Assets | AVVN-PC | CPOP-AVDS | CG | [10 empty] | 39.75,40.75 | -70.2,-70.76 | 0,150
CP05MOAS-AV002 |  | 1 |  | CP05MOAS |  | CP05MOAS-AV002 | AV | 002 | AUV | 002 | Coastal Pioneer Mobile Assets | AUV 002 | AUV 002 - Coastal Pioneer Mobile Assets | AVVN-PC | CPOP-AVDS | CG | [10 empty] | 39.75,40.75 | -70.2,-70.77 | 0,150
CP05MOAS-AV003 |  | 1 |  | CP05MOAS |  | CP05MOAS-AV003 | AV | 003 | AUV | 003 | Coastal Pioneer Mobile Assets | AUV 003 | AUV 003 - Coastal Pioneer Mobile Assets | AVVN-PC | CPOP-AVDS | CG | [10 empty] | 39.75,40.75 | -70.2,-70.78 | 0,150
CP05MOAS-GL001 |  | 1 |  | CP05MOAS |  | CP05MOAS-GL001 | GL | 001 | Glider | 001 | Coastal Pioneer Mobile Assets | Glider 001 | Glider 001 - Coastal Pioneer Mobile Assets | CGVN-PC | CPOP-CGDS | CG |  |  | 2013-11-22 | 2013-12-05 | 2013-Knorr | candidate |  |  |  |  | 38.75,40.4 | -71.4,-69.31 | 0,520
CP05MOAS-GL002 |  | 1 |  | CP05MOAS |  | CP05MOAS-GL002 | GL | 002 | Glider | 002 | Coastal Pioneer Mobile Assets | Glider 002 | Glider 002 - Coastal Pioneer Mobile Assets | CGVN-PC | CPOP-CGDS | CG |  |  | 2013-11-22 | 2013-12-05 | 2013-Knorr | candidate |  |  |  |  | 38.75,40.4 | -71.4,-69.32 | 0,520
CP05MOAS-GL003 |  | 1 |  | CP05MOAS |  | CP05MOAS-GL003 | GL | 003 | Glider | 003 | Coastal Pioneer Mobile Assets | Glider 003 | Glider 003 - Coastal Pioneer Mobile Assets | CGVN-PC | CPOP-CGDS | CG |  |  | 2013-11-22 | 2013-12-05 | 2013-Knorr | candidate |  |  |  |  | 38.75,40.4 | -71.4,-69.33 | 0,520
CP05MOAS-GL004 |  | 1 |  | CP05MOAS |  | CP05MOAS-GL004 | GL | 004 | Glider | 004 | Coastal Pioneer Mobile Assets | Glider 004 | Glider 004 - Coastal Pioneer Mobile Assets | CGVN-PC | CPOP-CGDS | CG |  |  | 2013-11-22 | 2013-12-05 | 2013-Knorr | candidate |  |  |  |  | 38.75,40.4 | -71.4,-69.34 | 0,520
CP05MOAS-GL005 |  | 1 |  | CP05MOAS |  | CP05MOAS-GL005 | GL | 005 | Glider | 005 | Coastal Pioneer Mobile Assets | Glider 005 | Glider 005 - Coastal Pioneer Mobile Assets | CGVN-PC | CPOP-CGDS | CG |  |  | 2013-11-22 | 2013-12-05 | 2013-Knorr | candidate |  |  |  |  | 38.75,40.4 | -71.4,-69.35 | 0,520
CP05MOAS-GL006 |  | 1 |  | CP05MOAS |  | CP05MOAS-GL006 | GL | 006 | Glider | 006 | Coastal Pioneer Mobile Assets | Glider 006 | Glider 006 - Coastal Pioneer Mobile Assets | CGVN-PC | CPOP-CGDS | CG |  |  | 2013-11-22 | 2013-12-05 | 2013-Knorr | candidate |  |  |  |  | 38.75,40.4 | -71.4,-69.36 | 0,520
GA01SUMO-SM001 |  | 1 | No | GA01SUMO |  | GA01SUMO-SM001 | SM | 001 | Standard Power Surface Mooring |  | Global Argentine Basin Apex | Standard Power Surface Mooring | Standard Power Surface Mooring - Global Argentine Basin Apex | DCL-PCFP | CICU-SMPC | CG
GA01SUMO-RI002 |  |  |  | GA01SUMO | GA01SUMO-SM001 | GA01SUMO-SM001 | RI | 002 | Mooring Riser | 002 | Global Argentine Basin Apex | Mooring Riser 002 | Mooring Riser 002 - Global Argentine Basin Apex | DCL-PCFP | CICU-SMPC | CG
GA01SUMO-RI003 |  |  |  | GA01SUMO | GA01SUMO-SM001 | GA01SUMO-SM001 | RI | 003 | Mooring Riser | 003 | Global Argentine Basin Apex | Mooring Riser 003 | Mooring Riser 003 - Global Argentine Basin Apex | DCL-PCFP | CICU-SMPC | CG
GA01SUMO-SB001 |  |  |  | GA01SUMO | GA01SUMO-SM001 | GA01SUMO-SM001 | SB | 001 | Surface Buoy | 001 | Global Argentine Basin Apex | Surface Buoy 001 | Surface Buoy 001 - Global Argentine Basin Apex | DCL-PCFP | CICU-SMPC | CG
GA02HYPM-GP001 |  | 1 | No | GA02HYPM |  | GA02HYPM-GP001 | GP | 001 | Hybrid Profiler Mooring |  | Global Argentine Basin Apex | Hybrid Profiler Mooring | Hybrid Profiler Mooring - Global Argentine Basin Apex | SIO-PC | CPOP-GMDS | CG
GA02HYPM-MP003 |  |  |  | GA02HYPM | GA02HYPM-GP001 | GA02HYPM-GP001 | MP | 003 | Mid-Water Platform | 003 | Global Argentine Basin Apex | Mid-Water Platform 003 | Mid-Water Platform 003 - Global Argentine Basin Apex | SIO-PC | CPOP-GMDS | CG
GA02HYPM-SP001 |  |  |  | GA02HYPM | GA02HYPM-GP001 | GA02HYPM-GP001 | SP | 001 | Surface-Piercing Profiler | 001 | Global Argentine Basin Apex | Surface-Piercing Profiler 001 | Surface-Piercing Profiler 001 - Global Argentine Basin Apex | SIO-PC | CPOP-GMDS | CG
GA02HYPM-WF002 |  |  |  | GA02HYPM | GA02HYPM-GP001 | GA02HYPM-GP001 | WF | 002 | Wire-Following Profiler | 002 | Global Argentine Basin Apex | Wire-Following Profiler 002 | Wire-Following Profiler 002 - Global Argentine Basin Apex | SIO-PC | CPOP-GMDS | CG
GA02HYPM-WF004 |  |  |  | GA02HYPM | GA02HYPM-GP001 | GA02HYPM-GP001 | WF | 004 | Wire-Following Profiler | 004 | Global Argentine Basin Apex | Wire-Following Profiler 004 | Wire-Following Profiler 004 - Global Argentine Basin Apex | SIO-PC | CPOP-GMDS | CG
GA03FLMA-FM001 |  | 1 | No | GA03FLMA |  | GA03FLMA-FM001 | FM | 001 | Low Power Sub-surface Mooring | A | Global Argentine Basin Mesoscale Flanking A | Low Power Sub-surface Mooring A | Low Power Sub-surface Mooring A - Global Argentine Basin Mesoscale Flanking A | SIO-PC | CPOP-GMDS | CG
GA03FLMA-RI001 |  |  |  | GA03FLMA | GA03FLMA-FM001 | GA03FLMA-FM001 | RI | 001 | Mooring Riser | 001 | Global Argentine Basin Mesoscale Flanking A | Mooring Riser 001 | Mooring Riser 001 - Global Argentine Basin Mesoscale Flanking A | SIO-PC | CPOP-GMDS | CG
GA03FLMB-FM001 |  | 1 | No | GA03FLMB |  | GA03FLMB-FM001 | FM | 001 | Low Power Sub-surface Mooring | B | Global Argentine Basin Mesoscale Flanking B | Low Power Sub-surface Mooring B | Low Power Sub-surface Mooring B - Global Argentine Basin Mesoscale Flanking B | SIO-PC | CPOP-GMDS | CG
GA03FLMB-RI001 |  |  |  | GA03FLMB | GA03FLMB-FM001 | GA03FLMB-FM001 | RI | 001 | Mooring Riser | 001 | Global Argentine Basin Mesoscale Flanking B | Mooring Riser 001 | Mooring Riser 001 - Global Argentine Basin Mesoscale Flanking B | SIO-PC | CPOP-GMDS | CG
GA05MOAS-GL001 |  | 1 |  | GA05MOAS |  | GA05MOAS-GL001 | GL | 001 | Glider | 001 | Global Argentine Basin Mobile Assets | Glider 001 | Glider 001 - Global Argentine Basin Mobile Assets | OGVN-PC | CPOP-OGDS | CG | [10 empty] | -44,-41.5 | -44,41.01 | 0,1100
GA05MOAS-GL002 |  | 1 |  | GA05MOAS |  | GA05MOAS-GL002 | GL | 002 | Glider | 002 | Global Argentine Basin Mobile Assets | Glider 002 | Glider 002 - Global Argentine Basin Mobile Assets | OGVN-PC | CPOP-OGDS | CG | [10 empty] | -44,-41.5 | -44,41.02 | 0,1100
GA05MOAS-GL003 |  | 1 |  | GA05MOAS |  | GA05MOAS-GL003 | GL | 003 | Glider | 003 | Global Argentine Basin Mobile Assets | Glider 003 | Glider 003 - Global Argentine Basin Mobile Assets | OGVN-PC | CPOP-OGDS | CG | [10 empty] | -44,-41.5 | -44,41.03 | 0,1100
GI01SUMO-SM001 |  | 1 | No | GI01SUMO |  | GI01SUMO-SM001 | SM | 001 | Standard Power Surface Mooring |  | Global Irminger Sea Apex | Standard Power Surface Mooring | Standard Power Surface Mooring - Global Irminger Sea Apex | DCL-PCFP | CICU-SMPC | CG
GI01SUMO-RI002 |  |  |  | GI01SUMO | GI01SUMO-SM001 | GI01SUMO-SM001 | RI | 002 | Mooring Riser | 002 | Global Irminger Sea Apex | Mooring Riser 002 | Mooring Riser 002 - Global Irminger Sea Apex | DCL-PCFP | CICU-SMPC | CG
GI01SUMO-RI003 |  |  |  | GI01SUMO | GI01SUMO-SM001 | GI01SUMO-SM001 | RI | 003 | Mooring Riser | 003 | Global Irminger Sea Apex | Mooring Riser 003 | Mooring Riser 003 - Global Irminger Sea Apex | DCL-PCFP | CICU-SMPC | CG
GI01SUMO-SB001 |  |  |  | GI01SUMO | GI01SUMO-SM001 | GI01SUMO-SM001 | SB | 001 | Surface Buoy | 001 | Global Irminger Sea Apex | Surface Buoy 001 | Surface Buoy 001 - Global Irminger Sea Apex | DCL-PCFP | CICU-SMPC | CG
GI02HYPM-GP001 |  | 1 | No | GI02HYPM |  | GI02HYPM-GP001 | GP | 001 | Hybrid Profiler Mooring |  | Global Irminger Sea Apex | Hybrid Profiler Mooring | Hybrid Profiler Mooring - Global Irminger Sea Apex | SIO-PC | CPOP-GMDS | CG
GI02HYPM-MP003 |  |  |  | GI02HYPM | GI02HYPM-GP001 | GI02HYPM-GP001 | MP | 003 | Mid-Water Platform | 003 | Global Irminger Sea Apex | Mid-Water Platform 003 | Mid-Water Platform 003 - Global Irminger Sea Apex | SIO-PC | CPOP-GMDS | CG
GI02HYPM-SP001 |  |  |  | GI02HYPM | GI02HYPM-GP001 | GI02HYPM-GP001 | SP | 001 | Surface-Piercing Profiler | 001 | Global Irminger Sea Apex | Surface-Piercing Profiler 001 | Surface-Piercing Profiler 001 - Global Irminger Sea Apex | SIO-PC | CPOP-GMDS | CG
GI02HYPM-WF002 |  |  |  | GI02HYPM | GI02HYPM-GP001 | GI02HYPM-GP001 | WF | 002 | Wire-Following Profiler | 002 | Global Irminger Sea Apex | Wire-Following Profiler 002 | Wire-Following Profiler 002 - Global Irminger Sea Apex | SIO-PC | CPOP-GMDS | CG
GI03FLMA-FM001 |  | 1 | No | GI03FLMA |  | GI03FLMA-FM001 | FM | 001 | Low Power Sub-surface Mooring | A | Global Irminger Sea Mesoscale Flanking A | Low Power Sub-surface Mooring A | Low Power Sub-surface Mooring A - Global Irminger Sea Mesoscale Flanking A | SIO-PC | CPOP-GMDS | CG
GI03FLMA-RI001 |  |  |  | GI03FLMA | GI03FLMA-FM001 | GI03FLMA-FM001 | RI | 001 | Mooring Riser | 001 | Global Irminger Sea Mesoscale Flanking A | Mooring Riser 001 | Mooring Riser 001 - Global Irminger Sea Mesoscale Flanking A | SIO-PC | CPOP-GMDS | CG
GI03FLMB-FM001 |  | 1 | No | GI03FLMB |  | GI03FLMB-FM001 | FM | 001 | Low Power Sub-surface Mooring | B | Global Irminger Sea Mesoscale Flanking B | Low Power Sub-surface Mooring B | Low Power Sub-surface Mooring B - Global Irminger Sea Mesoscale Flanking B | SIO-PC | CPOP-GMDS | CG
GI03FLMB-RI001 |  |  |  | GI03FLMB | GI03FLMB-FM001 | GI03FLMB-FM001 | RI | 001 | Mooring Riser | 001 | Global Irminger Sea Mesoscale Flanking B | Mooring Riser 001 | Mooring Riser 001 - Global Irminger Sea Mesoscale Flanking B | SIO-PC | CPOP-GMDS | CG
GI05MOAS-GL001 |  | 1 |  | GI05MOAS |  | GI05MOAS-GL001 | GL | 001 | Glider | 001 | Global Irminger Sea Mobile Assets | Glider 001 | Glider 001 - Global Irminger Sea Mobile Assets | OGVN-PC | CPOP-OGDS | CG | [10 empty] | 59.5,61.5 | -40,-37.01 | 0,1100
GI05MOAS-GL002 |  | 1 |  | GI05MOAS |  | GI05MOAS-GL002 | GL | 002 | Glider | 002 | Global Irminger Sea Mobile Assets | Glider 002 | Glider 002 - Global Irminger Sea Mobile Assets | OGVN-PC | CPOP-OGDS | CG | [10 empty] | 59.5,61.5 | -40,-37.02 | 0,1100
GI05MOAS-GL003 |  | 1 |  | GI05MOAS |  | GI05MOAS-GL003 | GL | 003 | Glider | 003 | Global Irminger Sea Mobile Assets | Glider 003 | Glider 003 - Global Irminger Sea Mobile Assets | OGVN-PC | CPOP-OGDS | CG | [10 empty] | 59.5,61.5 | -40,-37.03 | 0,1100
GP02HYPM-GP001 |  | 1 | No | GP02HYPM |  | GP02HYPM-GP001 | GP | 001 | Hybrid Profiler Mooring |  | Global Station Papa Apex | Hybrid Profiler Mooring | Hybrid Profiler Mooring - Global Station Papa Apex | SIO-PC | CPOP-GMDS | CG |  |  | 2013-07-17 | 2013-08-03 | 2013-Melville | deployed
GP02HYPM-MP003 |  |  |  | GP02HYPM | GP02HYPM-GP001 | GP02HYPM-GP001 | MP | 003 | Mid-Water Platform | 003 | Global Station Papa Apex | Mid-Water Platform 003 | Mid-Water Platform 003 - Global Station Papa Apex | SIO-PC | CPOP-GMDS | CG |  |  | 2013-07-17 | 2013-08-03 | 2013-Melville | deployed
GP02HYPM-SP001 |  |  |  | GP02HYPM | GP02HYPM-GP001 | GP02HYPM-GP001 | SP | 001 | Surface-Piercing Profiler | 001 | Global Station Papa Apex | Surface-Piercing Profiler 001 | Surface-Piercing Profiler 001 - Global Station Papa Apex | SIO-PC | CPOP-GMDS | CG |  |  | 2013-07-17 | 2013-08-03 | 2013-Melville | deployed
GP02HYPM-WF002 |  |  |  | GP02HYPM | GP02HYPM-GP001 | GP02HYPM-GP001 | WF | 002 | Wire-Following Profiler | 002 | Global Station Papa Apex | Wire-Following Profiler 002 | Wire-Following Profiler 002 - Global Station Papa Apex | SIO-PC | CPOP-GMDS | CG |  |  | 2013-07-17 | 2013-08-03 | 2013-Melville | deployed
GP02HYPM-WF004 |  |  |  | GP02HYPM | GP02HYPM-GP001 | GP02HYPM-GP001 | WF | 004 | Wire-Following Profiler | 004 | Global Station Papa Apex | Wire-Following Profiler 004 | Wire-Following Profiler 004 - Global Station Papa Apex | SIO-PC | CPOP-GMDS | CG |  |  | 2013-07-17 | 2013-08-03 | 2013-Melville | deployed
GP03FLMA-FM001 |  | 1 | No | GP03FLMA |  | GP03FLMA-FM001 | FM | 001 | Low Power Sub-surface Mooring | A | Global Station Papa Mesoscale Flanking A | Low Power Sub-surface Mooring A | Low Power Sub-surface Mooring A - Global Station Papa Mesoscale Flanking A | SIO-PC | CPOP-GMDS | CG |  |  | 2013-07-17 | 2013-08-03 | 2013-Melville | deployed
GP03FLMA-RI001 |  |  |  | GP03FLMA | GP03FLMA-FM001 | GP03FLMA-FM001 | RI | 001 | Mooring Riser | 001 | Global Station Papa Mesoscale Flanking A | Mooring Riser 001 | Mooring Riser 001 - Global Station Papa Mesoscale Flanking A | SIO-PC | CPOP-GMDS | CG |  |  | 2013-07-17 | 2013-08-03 | 2013-Melville | deployed
GP03FLMB-FM001 |  | 1 | No | GP03FLMB |  | GP03FLMB-FM001 | FM | 001 | Low Power Sub-surface Mooring | B | Global Station Papa Mesoscale Flanking B | Low Power Sub-surface Mooring B | Low Power Sub-surface Mooring B - Global Station Papa Mesoscale Flanking B | SIO-PC | CPOP-GMDS | CG |  |  | 2013-07-17 | 2013-08-03 | 2013-Melville | deployed
GP03FLMB-RI001 |  |  |  | GP03FLMB | GP03FLMB-FM001 | GP03FLMB-FM001 | RI | 001 | Mooring Riser | 001 | Global Station Papa Mesoscale Flanking B | Mooring Riser 001 | Mooring Riser 001 - Global Station Papa Mesoscale Flanking B | SIO-PC | CPOP-GMDS | CG |  |  | 2013-07-17 | 2013-08-03 | 2013-Melville | deployed
GP05MOAS-GL001 |  | 1 |  | GP05MOAS |  | GP05MOAS-GL001 | GL | 001 | Glider | 001 | Global Station Papa Mobile Assets | Glider 001 | Glider 001 - Global Station Papa Mobile Assets | OGVN-PC | CPOP-OGDS | CG |  |  | 2013-07-17 | 2013-08-03 | 2013-Melville | deployed |  |  |  |  | 49.5,51.0 | -146.0,-143.51 | 0,1100
GP05MOAS-GL002 |  | 1 |  | GP05MOAS |  | GP05MOAS-GL002 | GL | 002 | Glider | 002 | Global Station Papa Mobile Assets | Glider 002 | Glider 002 - Global Station Papa Mobile Assets | OGVN-PC | CPOP-OGDS | CG |  |  | 2013-07-17 | 2013-08-03 | 2013-Melville | deployed |  |  |  |  | 49.5,51.0 | -146.0,-143.52 | 0,1100
GP05MOAS-GL003 |  | 1 |  | GP05MOAS |  | GP05MOAS-GL003 | GL | 003 | Glider | 003 | Global Station Papa Mobile Assets | Glider 003 | Glider 003 - Global Station Papa Mobile Assets | OGVN-PC | CPOP-OGDS | CG |  |  | 2013-07-17 | 2013-08-03 | 2013-Melville | deployed |  |  |  |  | 49.5,51.0 | -146.0,-143.53 | 0,1100
GS01SUMO-SM001 |  | 1 | No | GS01SUMO |  | GS01SUMO-SM001 | SM | 001 | Standard Power Surface Mooring |  | Global Southern Ocean Apex | Standard Power Surface Mooring | Standard Power Surface Mooring - Global Southern Ocean Apex | DCL-PCFP | CICU-SMPC | CG
GS01SUMO-RI002 |  |  |  | GS01SUMO | GS01SUMO-SM001 | GS01SUMO-SM001 | RI | 002 | Mooring Riser | 002 | Global Southern Ocean Apex | Mooring Riser 002 | Mooring Riser 002 - Global Southern Ocean Apex | DCL-PCFP | CICU-SMPC | CG
GS01SUMO-RI003 |  |  |  | GS01SUMO | GS01SUMO-SM001 | GS01SUMO-SM001 | RI | 003 | Mooring Riser | 003 | Global Southern Ocean Apex | Mooring Riser 003 | Mooring Riser 003 - Global Southern Ocean Apex | DCL-PCFP | CICU-SMPC | CG
GS01SUMO-SB001 |  |  |  | GS01SUMO | GS01SUMO-SM001 | GS01SUMO-SM001 | SB | 001 | Surface Buoy | 001 | Global Southern Ocean Apex | Surface Buoy 001 | Surface Buoy 001 - Global Southern Ocean Apex | DCL-PCFP | CICU-SMPC | CG
GS02HYPM-GP001 |  | 1 | No | GS02HYPM |  | GS02HYPM-GP001 | GP | 001 | Hybrid Profiler Mooring |  | Global Southern Ocean Apex | Hybrid Profiler Mooring | Hybrid Profiler Mooring - Global Southern Ocean Apex | SIO-PC | CPOP-GMDS | CG
GS02HYPM-MP003 |  |  |  | GS02HYPM | GS02HYPM-GP001 | GS02HYPM-GP001 | MP | 003 | Mid-Water Platform | 003 | Global Southern Ocean Apex | Mid-Water Platform 003 | Mid-Water Platform 003 - Global Southern Ocean Apex | SIO-PC | CPOP-GMDS | CG
GS02HYPM-SP001 |  |  |  | GS02HYPM | GS02HYPM-GP001 | GS02HYPM-GP001 | SP | 001 | Surface-Piercing Profiler | 001 | Global Southern Ocean Apex | Surface-Piercing Profiler 001 | Surface-Piercing Profiler 001 - Global Southern Ocean Apex | SIO-PC | CPOP-GMDS | CG
GS02HYPM-WF002 |  |  |  | GS02HYPM | GS02HYPM-GP001 | GS02HYPM-GP001 | WF | 002 | Wire-Following Profiler | 002 | Global Southern Ocean Apex | Wire-Following Profiler 002 | Wire-Following Profiler 002 - Global Southern Ocean Apex | SIO-PC | CPOP-GMDS | CG
GS02HYPM-WF004 |  |  |  | GS02HYPM | GS02HYPM-GP001 | GS02HYPM-GP001 | WF | 004 | Wire-Following Profiler | 004 | Global Southern Ocean Apex | Wire-Following Profiler 004 | Wire-Following Profiler 004 - Global Southern Ocean Apex | SIO-PC | CPOP-GMDS | CG
GS03FLMA-FM001 |  | 1 | No | GS03FLMA |  | GS03FLMA-FM001 | FM | 001 | Low Power Sub-surface Mooring | A | Global Southern Ocean Mesoscale Flanking A | Low Power Sub-surface Mooring A | Low Power Sub-surface Mooring A - Global Southern Ocean Mesoscale Flanking A | SIO-PC | CPOP-GMDS | CG
GS03FLMA-RI001 |  |  |  | GS03FLMA | GS03FLMA-FM001 | GS03FLMA-FM001 | RI | 001 | Mooring Riser | 001 | Global Southern Ocean Mesoscale Flanking A | Mooring Riser 001 | Mooring Riser 001 - Global Southern Ocean Mesoscale Flanking A | SIO-PC | CPOP-GMDS | CG
GS03FLMB-FM001 |  | 1 | No | GS03FLMB |  | GS03FLMB-FM001 | FM | 001 | Low Power Sub-surface Mooring | B | Global Southern Ocean Mesoscale Flanking B | Low Power Sub-surface Mooring B | Low Power Sub-surface Mooring B - Global Southern Ocean Mesoscale Flanking B | SIO-PC | CPOP-GMDS | CG
GS03FLMB-RI001 |  |  |  | GS03FLMB | GS03FLMB-FM001 | GS03FLMB-FM001 | RI | 001 | Mooring Riser | 001 | Global Southern Ocean Mesoscale Flanking B | Mooring Riser 001 | Mooring Riser 001 - Global Southern Ocean Mesoscale Flanking B | SIO-PC | CPOP-GMDS | CG
GS05MOAS-GL001 |  | 1 |  | GS05MOAS |  | GS05MOAS-GL001 | GL | 001 | Glider | 001 | Global Southern Ocean Mobile Assets | Glider 001 | Glider 001 - Global Southern Ocean Mobile Assets | OGVN-PC | CPOP-OGDS | CG | [10 empty] | -55,-53.5 | -90.5,-87.51 | 0,1100
GS05MOAS-GL002 |  | 1 |  | GS05MOAS |  | GS05MOAS-GL002 | GL | 002 | Glider | 002 | Global Southern Ocean Mobile Assets | Glider 002 | Glider 002 - Global Southern Ocean Mobile Assets | OGVN-PC | CPOP-OGDS | CG | [10 empty] | -55,-53.5 | -90.5,-87.52 | 0,1100
GS05MOAS-GL003 |  | 1 |  | GS05MOAS |  | GS05MOAS-GL003 | GL | 003 | Glider | 003 | Global Southern Ocean Mobile Assets | Glider 003 | Glider 003 - Global Southern Ocean Mobile Assets | OGVN-PC | CPOP-OGDS | CG | [10 empty] | -55,-53.5 | -90.5,-87.53 | 0,1100
RS00PCSS-SS001 |  | 1 | No | RS00PCSS |  | RS00PCSS-SS001 | SS | 001 | Shore Station |  | Regional Pacific City | Shore Station | Shore Station - Regional Pacific City | RSN-PC | CPOP-ROMS | RSN |  |  | 2012-03-01 | 2012-03-01 | shore | past |  |  |  |  | 45.2145 | -123.9677 | 0
RS01SBVM-LV01A |  | 1 | No | RS01SBVM |  | RS01SBVM-LV01A | LV | 01A | Low Voltage Node | 01A | Regional Continental Margin Base | Low Voltage Node 01A | Low Voltage Node 01A - Regional Continental Margin Base | RSN-PC | CPOP-ROMS | RSN | Yes |  | 2014-08-01 | 2014-08-01 | shore | push |  | 01 | RS01SLOP-PN01A | 02 | 44.515115 | -125.389888 | 2905
RS01SBVM-DP01A |  | 1 |  | RS01SBVM |  | RS01SBVM-DP01A | DP | 01A | Deep Profiler Mooring | 01A | Regional Continental Margin Base | Deep Profiler Mooring 01A | Deep Profiler Mooring 01A - Regional Continental Margin Base | RSN-PCDP | CPOP-ROMS | RSN | Yes | [7 empty] | RS01SBVM-LV01A |  | 44.527318 | -125.380092 | 2902
RS01SBVM-LJ01A |  | 1 |  | RS01SBVM |  | RS01SBVM-LJ01A | LJ | 01A | Low Power JBox | 01A | Regional Continental Margin Base | Low Power JBox 01A | Low Power JBox 01A - Regional Continental Margin Base | RSN-PC | CPOP-ROMS | RSN | Yes | [6 empty] | 01 | RS01SBVM-LV01A | 05 | 44.515037 | -125.389762 | 2905
RS01SBVM-SR01A |  | 1 | No | RS01SBVM |  | RS01SBVM-SR01A | SR | 01A | Shallow Profiler Mooring | 01A | Regional Continental Margin Base | Shallow Profiler Mooring 01A | Shallow Profiler Mooring 01A - Regional Continental Margin Base | RSN-PCSF | CPOP-ROMS | RSN | Yes
RS01SBVM-PC01A |  | 1 |  | RS01SBVM | RS01SBVM-SR01A | RS01SBVM-SR01A | PC | 01A | 200m Platform | 01A | Regional Continental Margin Base | 200m Platform 01A | 200m Platform 01A - Regional Continental Margin Base | RSN-PC | CPOP-ROMS | RSN | Yes | [6 empty] | 01 | RS01SBVM-LV01A | 02
RS01SBVM-SC01A |  |  | No | RS01SBVM | RS01SBVM-SR01A | RS01SBVM-SR01A | SC | 01A | Shallow Profiler Controller | 01A | Regional Continental Margin Base | Shallow Profiler Controller 01A | Shallow Profiler Controller 01A - Regional Continental Margin Base | RSN-PCSF | CPOP-ROMS | RSN | Yes | [6 empty] | 01 | RS01SBVM-PC01A | 02 | 44.527318 | -125.380092 | 200
RS01SBVM-SF01A |  |  |  | RS01SBVM | RS01SBVM-SR01A | RS01SBVM-SR01A | SF | 01A | Shallow Profiler Science Float | 01A | Regional Continental Margin Base | Shallow Profiler Science Float 01A | Shallow Profiler Science Float 01A - Regional Continental Margin Base | RSN-PCSF | CPOP-ROMS | RSN | Yes | [6 empty] | 01 | RS01SBVM-SC01A | 04
RS01SLOP-PN01A |  | 1 | No | RS01SLOP |  | RS01SLOP-PN01A | PN | 01A | Primary Node | 01A | Regional Continental Margin | Primary Node 01A | Primary Node 01A - Regional Continental Margin | RSN-PC | CPOP-ROMS | RSN | Yes |  | 2012-09-01 | 2012-09-01 |  | deployed |  | I1 | RS00PCSS-SS001 | NA | 44.509569 | -125.398242 | 2924
RS01SLBS-MJ01A |  | 1 |  | RS01SLBS |  | RS01SLBS-MJ01A | MJ | 01A | Medium Power JBox | 01A | Regional Continental Margin Base | Medium Power JBox 01A | Medium Power JBox 01A - Regional Continental Margin Base | RSN-PC | CPOP-ROMS | RSN | Yes |  |  |  |  | push |  | 01 | RS01SLOP-PN01A | 03 | 44.509708 | -125.405373 | 2934
RS01SLOP-PN01B |  | 1 | No | RS01SLOP |  | RS01SLOP-PN01B | PN | 01B | Primary Node | 01B | Regional Continental Margin | Primary Node 01B | Primary Node 01B - Regional Continental Margin | RSN-PC | CPOP-ROMS | RSN | Yes |  | 2012-09-01 | 2012-09-01 |  | deployed |  | I1 | RS01SLOP-PN01A | X1 | 44.481442 | -125.148328 | 1237
RS01SUM1-LV01B |  | 1 | No | RS01SUM1 |  | RS01SUM1-LV01B | LV | 01B | Low Voltage Node | 01B | Regional Continental Margin Southern Hydrate Ridge | Low Voltage Node 01B | Low Voltage Node 01B - Regional Continental Margin Southern Hydrate Ridge | RSN-PC | CPOP-ROMS | RSN | Yes |  | 2014-07-01 | 2014-07-01 |  | push | Connector not installed | 01 | RS01SLOP-PN01B | 02 | 44.569033 | -125.148161 | 779
RS01SUM1-LJ01B |  | 1 |  | RS01SUM1 |  | RS01SUM1-LJ01B | LJ | 01B | Low Power JBox | 01B | Regional Continental Margin Southern Hydrate Ridge | Low Power JBox 01B | Low Power JBox 01B - Regional Continental Margin Southern Hydrate Ridge | RSN-PC | CPOP-ROMS | RSN | Yes |  |  |  |  | push | Connector not installed | 01 | RS01SUM1-LV01B | 05 | 44.569092 | -125.148064 | 778
RS01SUM2-MJ01B |  | 1 |  | RS01SUM2 |  | RS01SUM2-MJ01B | MJ | 01B | Medium Power JBox | 01B | Regional Continental Margin Southern Hydrate Ridge | Medium Power JBox 01B | Medium Power JBox 01B - Regional Continental Margin Southern Hydrate Ridge | RSN-PC | CPOP-ROMS | RSN | Yes |  |  |  |  | push | Connector not installed | 01 | RS01SUM1-LV01B | 02 | 44.569848 | -125.146715 | 775
RS03AXIA-PN03B |  | 1 | No | RS03AXIA |  | RS03AXIA-PN03B | PN | 03B | Primary Node | 03B | Regional Axial | Primary Node 03B | Primary Node 03B - Regional Axial | RSN-PC | CPOP-ROMS | RSN | Yes |  | 2012-09-01 | 2012-09-01 |  | deployed |  | I1 | RS03AXIA-PN03A | X1 | 45.941282 | -129.969808 | 1525
RS03ASHS-ID03A |  | 1 |  | RS03ASHS |  | RS03ASHS-ID03A | ID | 03A | HD camera | 03A | Regional Axial Ashes | HD camera 03A | HD camera 03A - Regional Axial Ashes | RSN-PCHD | CPOP-ROMS | RSN | Yes |  |  |  |  | push |  |  | RS03AXIA-PN03B | 06 | 45.933973 | -130.013596 | 1540
RS03ASHS-MJ03B |  | 1 |  | RS03ASHS |  | RS03ASHS-MJ03B | MJ | 03B | Medium Power JBox | 03B | Regional Axial Ashes | Medium Power JBox 03B | Medium Power JBox 03B - Regional Axial Ashes | RSN-PC | CPOP-ROMS | RSN | Yes |  |  |  |  | push |  | 01 | RS03AXIA-PN03B | 02 | 45.93371 | -130.01385 | 1540
RS03AXIA-PN03A |  | 1 | No | RS03AXIA |  | RS03AXIA-PN03A | PN | 03A | Primary Node | 03A | Regional Axial | Primary Node 03A | Primary Node 03A - Regional Axial | RSN-PC | CPOP-ROMS | RSN | Yes |  | 2012-09-01 | 2012-09-01 |  | deployed |  | I1 | RS05MID1-PN05A | X1 | 45.820318 | -129.743578 | 2610
RS03AXVM-LV03A |  | 1 | No | RS03AXBS |  | RS03AXVM-LV03A | LV | 03A | Low Voltage Node | 03A | Regional Axial Base | Low Voltage Node 03A | Low Voltage Node 03A - Regional Axial Base | RSN-PC | CPOP-ROMS | RSN | Yes |  | 2014-07-01 | 2014-07-01 |  | push | part of mooring? | 01 | RS03AXIA-PN03A | 02 | 45.816219 | -129.753857 | 2606
RS03AXBS-MJ03A |  | 1 |  | RS03AXBS |  | RS03AXBS-MJ03A | MJ | 03A | Medium Power JBox | 03A | Regional Axial Base | Medium Power JBox 03A | Medium Power JBox 03A - Regional Axial Base | RSN-PC | CPOP-ROMS | RSN | Yes |  |  |  |  | push |  | 01 | RS03AXIA-PN03A | 03 | 45.820205 | -129.737034 | 2608
RS03AXVM-DP03A |  | 1 |  | RS03AXVM |  | RS03AXVM-DP03A | DP | 03A | Deep Profiler Mooring | 03A | Regional Axial Base | Deep Profiler Mooring 03A | Deep Profiler Mooring 03A - Regional Axial Base | RSN-PCDP | CPOP-ROMS | RSN | Yes | [7 empty] | RS03AXVM-LV03A |  | 45.829493 | -129.760478 | 2602
RS03AXVM-LJ03A |  | 1 |  | RS03AXVM |  | RS03AXVM-LJ03A | LJ | 03A | Low Power JBox | 03A | Regional Axial Base | Low Power JBox 03A | Low Power JBox 03A - Regional Axial Base | RSN-PC | CPOP-ROMS | RSN | Yes | [6 empty] | 01 | RS03AXVM-LV03A | 05 | 45.816152 | -129.753946 | 2606
RS03AXVM-SR03A |  | 1 | No | RS03AXVM |  | RS03AXVM-SR03A | SR | 03A | Shallow Profiler Mooring | 03A | Regional Axial Base | Shallow Profiler Mooring 03A | Shallow Profiler Mooring 03A - Regional Axial Base | RSN-PCSF | CPOP-ROMS | RSN | Yes
RS03AXVM-PC03A |  | 1 |  | RS03AXVM | RS03AXVM-SR03A | RS03AXVM-SR03A | PC | 03A | 200m Platform | 03A | Regional Axial Base | 200m Platform 03A | 200m Platform 03A - Regional Axial Base | RSN-PC | CPOP-ROMS | RSN | Yes | [6 empty] | 01 | RS03AXVM-LV03A | 02
RS03AXVM-SC03A |  |  | No | RS03AXVM | RS03AXVM-SR03A | RS03AXVM-SR03A | SC | 03A | Shallow Profiler Controller | 03A | Regional Axial Base | Shallow Profiler Controller 03A | Shallow Profiler Controller 03A - Regional Axial Base | RSN-PCSF | CPOP-ROMS | RSN | Yes | [6 empty] | 01 | RS03AXVM-PC03A | 02 | 45.829493 | -129.760478 | 200
RS03AXVM-SF03A |  |  |  | RS03AXVM | RS03AXVM-SR03A | RS03AXVM-SR03A | SF | 03A | Shallow Profiler Science Float | 03A | Regional Axial Base | Shallow Profiler Science Float 03A | Shallow Profiler Science Float 03A - Regional Axial Base | RSN-PCSF | CPOP-ROMS | RSN | Yes | [6 empty] | 01 | RS03AXVM-SC03A | 04
RS03CCAL-MJ03F |  | 1 |  | RS03CCAL |  | RS03CCAL-MJ03F | MJ | 03F | Medium Power JBox | 03F | Regional Axial Central Caldera | Medium Power JBox 03F | Medium Power JBox 03F - Regional Axial Central Caldera | RSN-PC | CPOP-ROMS | RSN | Yes |  |  |  |  | push |  | 01 | RS03AXIA-PN03B | 01 | 45.953458 | -130.008874 | 1531
RS03ECAL-MJ03E |  | 1 |  | RS03ECAL |  | RS03ECAL-MJ03E | MJ | 03E | Medium Power JBox | 03E | Regional Axial Eastern Caldera | Medium Power JBox 03E | Medium Power JBox 03E - Regional Axial Eastern Caldera | RSN-PC | CPOP-ROMS | RSN | Yes |  |  |  |  | push |  | 01 | RS03AXIA-PN03B | 05 | 45.939822 | -129.974267 | 1516
RS03INT1-MJ03C |  | 1 |  | RS03INT1 |  | RS03INT1-MJ03C | MJ | 03C | Medium Power JBox | 03C | Regional Axial International District | Medium Power JBox 03C | Medium Power JBox 03C - Regional Axial International District | RSN-PC | CPOP-ROMS | RSN | Yes |  |  |  |  | push |  | 01 | RS03AXIA-PN03B | 03 | 45.926097 | -129.97923 | 1518
RS03INT2-MJ03D |  | 1 |  | RS03INT2 |  | RS03INT2-MJ03D | MJ | 03D | Medium Power JBox | 03D | Regional Axial International District | Medium Power JBox 03D | Medium Power JBox 03D - Regional Axial International District | RSN-PC | CPOP-ROMS | RSN | Yes |  |  |  |  | push |  | 01 | RS03AXIA-PN03B | 04 | 45.925803 | -129.978000 | 1525
RS05MID1-PN05A |  | 1 | No | RS05MID1 |  | RS05MID1-PN05A | PN | 05A | Primary Node | 05A | Regional Mid Plate | Primary Node 05A | Primary Node 05A - Regional Mid Plate | RSN-PC | CPOP-ROMS | RSN | Yes |  | 2012-09-01 | 2012-09-01 |  | deployed |  | I1 | RS00PCSS-SS001 | NA | 45.755555 | -127.278438 | 2820

## NodeType
Code | SAF Name | Name | Composite Name | Platform Family | Platform Type | PA Code | Platform | Mobile | Child Node | New | Comments
AD |  | AUV Dock | AUV Dock | AUV Dock | Mobile Asset Dock |  | P |  | C | Yes
AV | AUV | Automous Underwater Vehicle | AUV | Automous Underwater Vehicle | AUV |  | P | M
BP | Benthic Package | Benthic Experiment Package | Benthic Experiment Package | Benthic Experiment Package | Mooring |  | P |  |  | Yes
CP |  | Surface Piercing Profiler Mooring | Surface Piercing Profiler Mooring | Surface Piercing Profiler Mooring | Profiler |  | P |  |  | Yes
CS | Commissioning Support Hardware | Commissioning Support Hardware | Commissioning Support Hardware | Commissioning Support Hardware | Engineering
DP | Deep Profiler | Deep Profiler | Deep Profiler Mooring | Deep Profiler | Profiler |  | P
FJ | 200 m Platform | 200 m Platform | 200m Platform | 200 m Platform | Profiler
FM |  | Low Power Sub-surface Mooring | Low Power Sub-surface Mooring | Low Power Sub-surface Mooring | Mooring |  | P |  |  | Yes
GL | Gliders | Ocean Glider | Glider | Ocean Glider | Glider |  | P | M
GP |  | Hybrid Profiler Mooring | Hybrid Profiler Mooring | Hybrid Profiler Mooring | Mooring |  | P |  |  | Yes
HM |  | High Power Surface Mooring | High Power Surface Mooring | High Power Surface Mooring | Mooring |  | P |  |  | Yes
IC | Interface Box Camera | Interface Box Camera | Interface Box Camera | Interface Box Camera | Camera
ID | IF box HD camera | IF box HD camera | HD camera | IF box HD camera | Camera
LJ | LP Jbox | Low Power JBox | Low Power JBox | Low Power JBox | Cable Node | PA_LJ | P |  | C
LV | Low Voltage Node | Low Voltage Node | Low Voltage Node | Low Voltage Node | Cable Node | PA_LJ | P
LM |  | Low Power Surface Mooring | Low Power Surface Mooring | Low Power Surface Mooring | Mooring |  | P |  |  | Yes
MF | Multi-Function Node | Multi-Function Node | Multi-Function Node | Multi-Function Node | Cable Node |  |  |  | C
MJ | MP Jbox | Medium Power JBox | Medium Power JBox | Medium Power JBox | Cable Node | PA_LJ | P |  | C
MP | Mid-Water Platform | Mid-Water Platform | Mid-Water Platform | Mid-Water Platform | Mooring |  |  |  | C
PC | Platform Interface Controller | 200 m Platform | 200m Platform | 200 m Platform | Profiler
PD | Deep Profiler Docking Station | Deep Profiler Docking Station | Deep Profiler Docking Station | Deep Profiler Docking Station | Profiler
PL | Platform | Platform | Platform | Platform | Mooring
PM |  | Wire Following Profiler Mooring | Wire Following Profiler Mooring | Wire Following Profiler Mooring | Mooring |  | P |  |  | Yes
PN | Primary Node | Primary Node | Primary Node | Primary Node | Cable Node | PA_LJ | P
RI | Mooring Riser | Mooring Riser | Mooring Riser | Mooring Riser | Mooring |  |  |  | C
SB | Surface Buoy | Surface Buoy | Surface Buoy | Surface Buoy | Mooring |  |  |  | C
SC | Shallow Profiler Controller | Shallow Profiler Controller | Shallow Profiler Controller | Shallow Profiler Controller | Profiler
SF | Shallow Profiler Science Float | Shallow Profiler Science Float | Shallow Profiler Science Float | Shallow Profiler Science Float | Profiler |  |  |  |  | Yes
SI |  | Shore Infrastructure | Shore Infrastructure | Shore Infrastructure | Cable Infrastructure |  |  |  | C | Yes | Added to represent RSN shore equipment
SM |  | Standard Power Surface Mooring | Standard Power Surface Mooring | Standard Power Surface Mooring | Mooring
SP | Surface-Piercing Profiler | Surface-Piercing Profiler | Surface-Piercing Profiler | Surface-Piercing Profiler | Profiler |  |  |  | C
SR |  | Shallow Profiler | Shallow Profiler Mooring | Shallow Profiler | Profiler |  | P |  |  | Yes | Added to represent RSN platforms
SS |  | Shore Station | Shore Station | Shore Station | Cable Infrastructure |  | P |  |  | Yes | Added to represent RSN shore equipment
WF | Wire-Following Profiler | Wire-Following Profiler | Wire-Following Profiler | Wire-Following Profiler | Profiler |  |  |  | C

## RDMap
Current RD | New RD | Disable | Comment
CE01ISSM-MF004-01-DOSTAD999 | CE01ISSM-MFD37-04-DOSTAD000
CE01ISSM-MF004-02-PHSEND999 | CE01ISSM-MFD35-06-PHSEND000
CE01ISSM-MF004-03-OPTAAD999 | CE01ISSM-MFD37-01-OPTAAD000
CE01ISSM-MF004-04-PCO2WB999 | CE01ISSM-MFD35-05-PCO2WB000
CE01ISSM-MF004-05-ADCPTM999 | CE01ISSM-MFD35-04-ADCPTM000
CE01ISSM-MF005-01-CTDBPC999 | CE01ISSM-MFD37-03-CTDBPC000
CE01ISSM-MF005-02-ZPLSCC999 | CE01ISSM-MFD00-00-ZPLSCC000
CE01ISSM-MF005-03-VEL3DD999 | CE01ISSM-MFD35-01-VEL3DD000
CE01ISSM-MF005-04-PRESFA999 | CE01ISSM-MFD35-02-PRESFA000
CE01ISSM-MF005-05-CAMDSA999 | CE01ISSM-MFD00-00-CAMDSA000
CE01ISSM-RI002-01-DOSTAD999 | CE01ISSM-RID16-03-DOSTAD002
CE01ISSM-RI002-02-VELPTA999 | CE01ISSM-RID16-04-VELPTA000
CE01ISSM-RI002-03-PHSEND999 | CE01ISSM-RID16-06-PHSEND000
CE01ISSM-RI002-05-PCO2WB999 | CE01ISSM-RID16-05-PCO2WB000
CE01ISSM-RI003-01-CTDBPC999 | CE01ISSM-RID16-03-CTDBPC001
CE01ISSM-RI003-02-FLORTD999 | CE01ISSM-RID16-02-FLORTD000
CE01ISSM-RI003-03-OPTAAD999 | CE01ISSM-RID16-01-OPTAAD000
CE01ISSM-RI003-04-NUTNRB999 | CE01ISSM-RID16-07-NUTNRB000
CE01ISSM-RI003-05-SPKIRB999 | CE01ISSM-RID16-08-SPKIRB000
CE01ISSM-SB001-01-VELPTA999 | CE01ISSM-SBD17-04-VELPTA000
CE01ISSP-SP001-02-DOFSTJ999 | CE01ISSP-SP001-02-DOFST0
CE01ISSP-SP001-03-PCO2WJ999 | CE01ISSP-SP001-03-PCO2W0
CE01ISSP-SP001-04-OPTAAJ999 | CE01ISSP-SP001-04-OPTAA0
CE01ISSP-SP001-05-VEL3DJ999 | CE01ISSP-SP001-05-VEL3D0
CE01ISSP-SP001-06-NUTNRJ999 | CE01ISSP-SP001-06-NUTNR0
CE01ISSP-SP001-07-SPKIRJ999 | CE01ISSP-SP001-07-SPKIR0
CE01ISSP-SP001-08-FLORTJ999 | CE01ISSP-SP001-08-FLORT0
CE01ISSP-SP001-09-CTDPFJ999 | CE01ISSP-SP001-09-CTDPF0
CE01ISSP-SP001-10-PARADJ999 | CE01ISSP-SP001-10-PARAD0
CE02SHBP-LJ01D-05-ADCPTB999 | CE02SHBP-LJ01D-05-ADCPTB104
CE02SHBP-LJ01D-06-CTDBPN999 | CE02SHBP-LJ01D-06-CTDBPN106
CE02SHBP-LJ01D-06-DOSTAD999 | CE02SHBP-LJ01D-06-DOSTAD106
CE02SHBP-LJ01D-07-VEL3DC999 | CE02SHBP-LJ01D-07-VEL3DC108
CE02SHBP-LJ01D-08-OPTAAD999 | CE02SHBP-LJ01D-08-OPTAAD106
CE02SHBP-LJ01D-09-PCO2WB999 | CE02SHBP-LJ01D-09-PCO2WB103
CE02SHBP-LJ01D-10-PHSEND999 | CE02SHBP-LJ01D-10-PHSEND103
CE02SHBP-LJ01D-11-HYDBBA999 | CE02SHBP-LJ01D-11-HYDBBA106
CE02SHBP-LJ01D-12-CAMDSB107 | CE02SHBP-MJ01C-08-CAMDSB107
CE02SHBP-MJ01C-07-ZPLSCB999 | CE02SHBP-MJ01C-07-ZPLSCB101
CE02SHSM-RI002-01-DOSTAD999 | CE02SHSM-RID27-04-DOSTAD000
CE02SHSM-RI002-02-VELPTA999 | CE02SHSM-RID26-04-VELPTA000
CE02SHSM-RI002-03-PHSEND999 | CE02SHSM-RID26-06-PHSEND000
CE02SHSM-RI002-05-CTDBPC999 | CE02SHSM-RID27-03-CTDBPC000
CE02SHSM-RI003-01-ADCPTA999 | CE02SHSM-RID26-01-ADCPTA000
CE02SHSM-RI003-02-OPTAAD999 | CE02SHSM-RID27-01-OPTAAD000
CE02SHSM-RI003-03-NUTNRB999 | CE02SHSM-RID27-07-NUTNRB000
CE02SHSM-RI003-04-SPKIRB999 | CE02SHSM-RID27-08-SPKIRB000
CE02SHSM-RI003-05-FLORTD999 | CE02SHSM-RID27-02-FLORTD000
CE02SHSM-SB001-01-METBKA999 | CE02SHSM-SBD11-06-METBKA000
CE02SHSM-SB001-03-PCO2AA999 | CE02SHSM-SBD12-04-PCO2AA000
CE02SHSM-SB001-04-FDCHPA999 | CE02SHSM-SBD12-08-FDCHPA000
CE02SHSM-SB001-05-VELPTA999 | CE02SHSM-SBD11-04-VELPTA000
CE02SHSM-SB001-06-WAVSSA999 | CE02SHSM-SBD12-05-WAVSSA000
CE02SHSP-SP001-01-CTDPFJ999 | CE02SHSP-SP001-01-DOFST0
CE02SHSP-SP001-01-DOFSTJ999 | CE02SHSP-SP001-02-VEL3D0
CE02SHSP-SP001-02-VEL3DJ999 | CE02SHSP-SP001-03-PCO2W0
CE02SHSP-SP001-03-PCO2WJ999 | CE02SHSP-SP001-04-OPTAA0
CE02SHSP-SP001-04-OPTAAJ999 | CE02SHSP-SP001-05-NUTNR0
CE02SHSP-SP001-05-NUTNRJ999 | CE02SHSP-SP001-06-SPKIR0
CE02SHSP-SP001-06-SPKIRJ999 | CE02SHSP-SP001-07-FLORT0
CE02SHSP-SP001-07-FLORTJ999 | CE02SHSP-SP001-01-CTDPF0
CE02SHSP-SP001-08-PARADJ999 | CE02SHSP-SP001-08-PARAD0
CE04OSBP-LJ01C-05-ADCPSI999 | CE04OSBP-LJ01C-05-ADCPSI103
CE04OSBP-LJ01C-06-CTDBPO999 | CE04OSBP-LJ01C-06-CTDBPO108
CE04OSBP-LJ01C-06-DOSTAD999 | CE04OSBP-LJ01C-06-DOSTAD108
CE04OSBP-LJ01C-07-VEL3DC999 | CE04OSBP-LJ01C-07-VEL3DC107
CE04OSBP-LJ01C-08-OPTAAC999 | CE04OSBP-LJ01C-08-OPTAAC104
CE04OSBP-LJ01C-09-PCO2WB999 | CE04OSBP-LJ01C-09-PCO2WB104
CE04OSBP-LJ01C-10-PHSEND999 | CE04OSBP-LJ01C-10-PHSEND107
CE04OSBP-LJ01C-11-HYDBBA999 | CE04OSBP-LJ01C-11-HYDBBA105
CE04OSBP-LJ01C-12-CAMDSB106 | CE04OSBP-LV01C-06-CAMDSB106
CE04OSHY-DP01B-01-CTDPFL999 | CE04OSHY-DP01B-01-CTDPFL105
CE04OSHY-DP01B-02-VEL3DA999 | CE04OSHY-DP01B-02-VEL3DA105
CE04OSHY-DP01B-04-FLORTA999 | CE04OSHY-DP01B-04-FLORTA103
CE04OSHY-DP01B-06-DOSTAD999 | CE04OSHY-DP01B-06-DOSTAD105
CE04OSHY-PC01B-05-PHSENA999 | CE04OSHY-PC01B-4B-PHSENA106
CE04OSHY-PC01B-08-ZPLSCB999 | CE04OSHY-PC01B-05-ZPLSCB102
CE04OSHY-PC01B-12-PCO2WA999 | CE04OSHY-PC01B-4C-PCO2WA105
CE04OSHY-PC01B-4A-CTDPFA999 | CE04OSHY-PC01B-4A-CTDPFA109
CE04OSHY-PC01B-4A-DOSTAD999 | CE04OSHY-PC01B-4A-DOSTAD109
CE04OSHY-SF01B-02-VELPTD999 | CE04OSHY-SF01B-4B-VELPTD106
CE04OSHY-SF01B-03-FLORTD999 | CE04OSHY-SF01B-3A-FLORTD104
CE04OSHY-SF01B-04-NUTNRA999 | CE04OSHY-SF01B-4A-NUTNRA102
CE04OSHY-SF01B-05-PCO2WA999 | CE04OSHY-SF01B-4F-PCO2WA102
CE04OSHY-SF01B-06-PARADA999 | CE04OSHY-SF01B-3C-PARADA102
CE04OSHY-SF01B-07-SPKIRA999 | CE04OSHY-SF01B-3D-SPKIRA102
CE04OSHY-SF01B-08-CTDPFA999 | CE04OSHY-SF01B-2A-CTDPFA107
CE04OSHY-SF01B-08-DOFSTA999 | CE04OSHY-SF01B-2A-DOFSTA107
CE04OSHY-SF01B-09-OPTAAD999 | CE04OSHY-SF01B-3B-OPTAAD105
CE04OSSM-RI002-01-DOSTAD999 | CE04OSSM-RID27-04-DOSTAD000
CE04OSSM-RI002-02-VELPTA999 | CE04OSSM-RID26-04-VELPTA000
CE04OSSM-RI002-03-PHSEND999 | CE04OSSM-RID26-06-PHSEND000
CE04OSSM-RI002-05-CTDBPC999 | CE04OSSM-RID27-03-CTDBPC000
CE04OSSM-RI003-01-ADCPTC999 | CE04OSSM-RID26-01-ADCPTC000
CE04OSSM-RI003-02-OPTAAD999 | CE04OSSM-RID27-01-OPTAAD000
CE04OSSM-RI003-03-NUTNRB999 | CE04OSSM-RID27-07-NUTNRB000
CE04OSSM-RI003-04-SPKIRB999 | CE04OSSM-RID27-08-SPKIRB000
CE04OSSM-RI003-05-FLORTD999 | CE04OSSM-RID27-02-FLORTD000
CE04OSSM-SB001-01-METBKA999 | CE04OSSM-SBD11-06-METBKA000
CE04OSSM-SB001-03-PCO2AA999 | CE04OSSM-SBD12-04-PCO2AA000
CE04OSSM-SB001-05-VELPTA999 | CE04OSSM-SBD11-04-VELPTA000
CE04OSSM-SB001-06-WAVSSA999 | CE04OSSM-SBD12-05-WAVSSA000
CE05MOAS-GL001-01-PARADM999 | CE05MOAS-GL001-01-PARADM000
CE05MOAS-GL001-02-FLORTM999 | CE05MOAS-GL001-02-FLORTM000
CE05MOAS-GL001-03-ADCPAM999 | CE05MOAS-GL001-03-ADCPAM000
CE05MOAS-GL001-04-DOSTAM999 | CE05MOAS-GL001-04-DOSTAM000
CE05MOAS-GL001-05-CTDGVM999 | CE05MOAS-GL001-05-CTDGVM000
CE05MOAS-GL002-01-PARADM999 | CE05MOAS-GL002-01-PARADM000
CE05MOAS-GL002-02-FLORTM999 | CE05MOAS-GL002-02-FLORTM000
CE05MOAS-GL002-03-ADCPAM999 | CE05MOAS-GL002-03-ADCPAM000
CE05MOAS-GL002-04-DOSTAM999 | CE05MOAS-GL002-04-DOSTAM000
CE05MOAS-GL002-05-CTDGVM999 | CE05MOAS-GL002-05-CTDGVM000
CE05MOAS-GL003-01-PARADM999 | CE05MOAS-GL003-01-PARADM000
CE05MOAS-GL003-02-FLORTM999 | CE05MOAS-GL003-02-FLORTM000
CE05MOAS-GL003-03-ADCPAM999 | CE05MOAS-GL003-03-ADCPAM000
CE05MOAS-GL003-04-DOSTAM999 | CE05MOAS-GL003-04-DOSTAM000
CE05MOAS-GL003-05-CTDGVM999 | CE05MOAS-GL003-05-CTDGVM000
CE05MOAS-GL004-01-PARADM999 | CE05MOAS-GL004-01-PARADM000
CE05MOAS-GL004-02-FLORTM999 | CE05MOAS-GL004-02-FLORTM000
CE05MOAS-GL004-03-ADCPAM999 | CE05MOAS-GL004-03-ADCPAM000
CE05MOAS-GL004-04-DOSTAM999 | CE05MOAS-GL004-04-DOSTAM000
CE05MOAS-GL004-05-CTDGVM999 | CE05MOAS-GL004-05-CTDGVM000
CE05MOAS-GL005-01-PARADM999 | CE05MOAS-GL005-01-PARADM000
CE05MOAS-GL005-02-FLORTM999 | CE05MOAS-GL005-02-FLORTM000
CE05MOAS-GL005-03-ADCPAM999 | CE05MOAS-GL005-03-ADCPAM000
CE05MOAS-GL005-04-DOSTAM999 | CE05MOAS-GL005-04-DOSTAM000
CE05MOAS-GL005-05-CTDGVM999 | CE05MOAS-GL005-05-CTDGVM000
CE05MOAS-GL006-01-PARADM999 | CE05MOAS-GL006-01-PARADM000
CE05MOAS-GL006-02-FLORTM999 | CE05MOAS-GL006-02-FLORTM000
CE05MOAS-GL006-03-ADCPAM999 | CE05MOAS-GL006-03-ADCPAM000
CE05MOAS-GL006-04-DOSTAM999 | CE05MOAS-GL006-04-DOSTAM000
CE05MOAS-GL006-05-CTDGVM999 | CE05MOAS-GL006-05-CTDGVM000
CE06ISSM-MF004-01-DOSTAD999 | CE06ISSM-MFD37-04-DOSTAD000
CE06ISSM-MF004-02-PHSEND999 | CE06ISSM-MFD35-06-PHSEND000
CE06ISSM-MF004-03-OPTAAD999 | CE06ISSM-MFD37-01-OPTAAD000
CE06ISSM-MF004-04-PCO2WB999 | CE06ISSM-MFD35-05-PCO2WB000
CE06ISSM-MF004-05-ADCPTM999 | CE06ISSM-MFD35-04-ADCPTM000
CE06ISSM-MF005-01-CTDBPC999 | CE06ISSM-MFD37-03-CTDBPC000
CE06ISSM-MF005-02-ZPLSCC999 | CE06ISSM-MFD00-00-ZPLSCC000
CE06ISSM-MF005-03-VEL3DD999 | CE06ISSM-MFD35-01-VEL3DD000
CE06ISSM-MF005-04-PRESFA999 | CE06ISSM-MFD35-02-PRESFA000
CE06ISSM-MF005-05-CAMDSA999 | CE06ISSM-MFD00-00-CAMDSA000
CE06ISSM-RI002-01-DOSTAD999 | CE06ISSM-RID16-03-DOSTAD000
CE06ISSM-RI002-02-VELPTA999 | CE06ISSM-RID16-04-VELPTA000
CE06ISSM-RI002-03-PHSEND999 | CE06ISSM-RID16-06-PHSEND000
CE06ISSM-RI002-05-PCO2WB999 | CE06ISSM-RID16-05-PCO2WB000
CE06ISSM-RI003-01-CTDBPC999 | CE06ISSM-RID16-03-CTDBPC000
CE06ISSM-RI003-02-FLORTD999 | CE06ISSM-RID16-02-FLORTD000
CE06ISSM-RI003-03-OPTAAD999 | CE06ISSM-RID16-01-OPTAAD000
CE06ISSM-RI003-04-NUTNRB999 | CE06ISSM-RID16-07-NUTNRB000
CE06ISSM-RI003-05-SPKIRB999 | CE06ISSM-RID16-08-SPKIRB000
CE06ISSM-SB001-01-VELPTA999 | CE06ISSM-SBD17-04-VELPTA000
CE06ISSP-SP001-02-DOFSTJ999 | CE06ISSP-SP001-02-DOFST0
CE06ISSP-SP001-03-PCO2WJ999 | CE06ISSP-SP001-03-PCO2W0
CE06ISSP-SP001-04-OPTAAJ999 | CE06ISSP-SP001-04-OPTAA0
CE06ISSP-SP001-05-VEL3DJ999 | CE06ISSP-SP001-05-VEL3D0
CE06ISSP-SP001-06-NUTNRJ999 | CE06ISSP-SP001-06-NUTNR0
CE06ISSP-SP001-07-SPKIRJ999 | CE06ISSP-SP001-07-SPKIR0
CE06ISSP-SP001-08-FLORTJ999 | CE06ISSP-SP001-08-FLORT0
CE06ISSP-SP001-09-CTDPFJ999 | CE06ISSP-SP001-09-CTDPF0
CE06ISSP-SP001-10-PARADJ999 | CE06ISSP-SP001-10-PARAD0
CE07SHSM-MF004-01-DOSTAD999 | CE07SHSM-MFD37-04-DOSTAD000
CE07SHSM-MF004-02-PHSEND999 | CE07SHSM-MFD35-06-PHSEND000
CE07SHSM-MF004-03-OPTAAD999 | CE07SHSM-MFD37-01-OPTAAD000
CE07SHSM-MF004-04-PCO2WB999 | CE07SHSM-MFD35-05-PCO2WB000
CE07SHSM-MF004-05-CTDBPC999 | CE07SHSM-MFD37-03-CTDBPC000
CE07SHSM-MF005-01-PRESFB999 | CE07SHSM-MFD35-02-PRESFB000
CE07SHSM-MF005-02-CAMDSA999 | CE07SHSM-MFD00-00-CAMDSA000
CE07SHSM-MF005-03-ZPLSCC999 | CE07SHSM-MFD00-00-ZPLSCC000
CE07SHSM-MF005-04-ADCPTC999 | CE07SHSM-MFD35-04-ADCPTC000
CE07SHSM-MF005-05-VEL3DD999 | CE07SHSM-MFD35-01-VEL3DD000
CE07SHSM-RI002-01-DOSTAD999 | CE07SHSM-RID27-04-DOSTAD000
CE07SHSM-RI002-02-VELPTA999 | CE07SHSM-RID26-04-VELPTA000
CE07SHSM-RI002-03-PHSEND999 | CE07SHSM-RID26-06-PHSEND000
CE07SHSM-RI002-05-CTDBPC999 | CE07SHSM-RID27-03-CTDBPC000
CE07SHSM-RI003-01-ADCPTA999 | CE07SHSM-RID26-01-ADCPTA000
CE07SHSM-RI003-02-OPTAAD999 | CE07SHSM-RID27-01-OPTAAD000
CE07SHSM-RI003-03-NUTNRB999 | CE07SHSM-RID27-07-NUTNRB000
CE07SHSM-RI003-04-SPKIRB999 | CE07SHSM-RID27-08-SPKIRB000
CE07SHSM-RI003-05-FLORTD999 | CE07SHSM-RID27-02-FLORTD000
CE07SHSM-SB001-01-METBKA999 | CE07SHSM-SBD11-06-METBKA000
CE07SHSM-SB001-03-PCO2AA999 | CE07SHSM-SBD11-04-PCO2AA000
CE07SHSM-SB001-05-VELPTA999 | CE07SHSM-SBD12-04-VELPTA000
CE07SHSM-SB001-06-WAVSSA999 | CE07SHSM-SBD12-05-WAVSSA000
CE07SHSP-SP001-01-DOFSTJ999 | CE07SHSP-SP001-01-DOFST0
CE07SHSP-SP001-02-VEL3DJ999 | CE07SHSP-SP001-02-VEL3D0
CE07SHSP-SP001-03-PCO2WJ999 | CE07SHSP-SP001-03-PCO2W0
CE07SHSP-SP001-04-OPTAAJ999 | CE07SHSP-SP001-04-OPTAA0
CE07SHSP-SP001-05-NUTNRJ999 | CE07SHSP-SP001-05-NUTNR0
CE07SHSP-SP001-06-SPKIRJ999 | CE07SHSP-SP001-06-SPKIR0
CE07SHSP-SP001-07-FLORTJ999 | CE07SHSP-SP001-07-FLORT0
CE07SHSP-SP001-08-CTDPFJ999 | CE07SHSP-SP001-08-CTDPF0
CE07SHSP-SP001-09-PARADJ999 | CE07SHSP-SP001-09-PARAD0
CE09OSPM-WF001-01-VEL3DK999 | CE09OSPM-WF001-01-VEL3DK000
CE09OSPM-WF001-02-DOFSTK999 | CE09OSPM-WF001-02-DOFSTK000
CE09OSPM-WF001-03-CTDPFK999 | CE09OSPM-WF001-03-CTDPFK000
CE09OSPM-WF001-04-FLORTK999 | CE09OSPM-WF001-04-FLORTK000
CE09OSPM-WF001-05-PARADK999 | CE09OSPM-WF001-05-PARADK000
CE09OSSM-MF004-01-DOSTAD999 | CE09OSSM-MFD37-04-DOSTAD000
CE09OSSM-MF004-02-OPTAAC999 | CE09OSSM-MFD37-01-OPTAAC000
CE09OSSM-MF004-03-PCO2WB999 | CE09OSSM-MFD35-05-PCO2WB000
CE09OSSM-MF004-04-ADCPSJ999 | CE09OSSM-MFD35-04-ADCPSJ000
CE09OSSM-MF004-05-PHSEND999 | CE09OSSM-MFD35-06-PHSEND000
CE09OSSM-MF005-01-CTDBPE999 | CE09OSSM-MFD37-03-CTDBPE000
CE09OSSM-MF005-02-PRESFC999 | CE09OSSM-MFD35-02-PRESFC000
CE09OSSM-MF005-03-CAMDSA999 | CE09OSSM-MFD00-00-CAMDSA000
CE09OSSM-MF005-04-VEL3DD999 | CE09OSSM-MFD35-01-VEL3DD000
CE09OSSM-RI002-01-DOSTAD999 | CE09OSSM-RID27-04-DOSTAD000
CE09OSSM-RI002-02-VELPTA999 | CE09OSSM-RID26-04-VELPTA000
CE09OSSM-RI002-03-PHSEND999 | CE09OSSM-RID26-06-PHSEND000
CE09OSSM-RI002-05-CTDBPC999 | CE09OSSM-RID27-03-CTDBPC000
CE09OSSM-RI003-01-ADCPTC999 | CE09OSSM-RID26-01-ADCPTC000
CE09OSSM-RI003-02-OPTAAD999 | CE09OSSM-RID27-01-OPTAAD000
CE09OSSM-RI003-03-NUTNRB999 | CE09OSSM-RID27-07-NUTNRB000
CE09OSSM-RI003-04-SPKIRB999 | CE09OSSM-RID27-08-SPKIRB000
CE09OSSM-RI003-05-FLORTD999 | CE09OSSM-RID27-02-FLORTD000
CE09OSSM-SB001-01-METBKA999 | CE09OSSM-SBD11-06-METBKA000
CE09OSSM-SB001-03-PCO2AA999 | CE09OSSM-SBD12-04-PCO2AA000
CE09OSSM-SB001-05-VELPTA999 | CE09OSSM-SBD11-04-VELPTA000
CE09OSSM-SB001-06-WAVSSA999 | CE09OSSM-SBD12-05-WAVSSA000
CP01CNSM-MF004-01-ADCPTF999 | CP01CNSM-MFD35-01-ADCPTF000
CP01CNSM-MF004-02-OPTAAD999 | CP01CNSM-MFD37-01-OPTAAD000
CP01CNSM-MF004-03-DOSTAD999 | CP01CNSM-MFD37-04-DOSTAD000
CP01CNSM-MF004-04-VELPTA999 | CP01CNSM-MFD35-04-VELPTA000
CP01CNSM-MF004-05-PHSEND999 | CP01CNSM-MFD35-06-PHSEND000
CP01CNSM-MF005-01-PCO2WB999 | CP01CNSM-MFD35-05-PCO2WB000
CP01CNSM-MF005-02-CTDBPD999 | CP01CNSM-MFD37-03-CTDBPD000
CP01CNSM-MF005-03-ZPLSCC999 | CP01CNSM-MFD00-00-ZPLSCC000
CP01CNSM-MF005-04-PRESFB999 | CP01CNSM-MFD35-02-PRESFB000
CP01CNSM-RI002-02-OPTAAD999 | CP01CNSM-RID27-01-OPTAAD000
CP01CNSM-RI002-03-CTDBPC999 | CP01CNSM-RID27-03-CTDBPC000
CP01CNSM-RI002-04-VELPTA999 | CP01CNSM-RID26-04-VELPTA000
CP01CNSM-RI003-01-NUTNRB999 | CP01CNSM-RID27-07-NUTNRB000
CP01CNSM-RI003-02-DOSTAD999 | CP01CNSM-RID27-04-DOSTAD000
CP01CNSM-RI003-03-PHSEND999 | CP01CNSM-RID26-06-PHSEND000
CP01CNSM-RI003-04-SPKIRB999 | CP01CNSM-RID27-08-SPKIRB000
CP01CNSM-RI003-05-FLORTD999 | CP01CNSM-RID27-02-FLORTD000
CP01CNSM-SB001-01-METBKA999 | CP01CNSM-SBD11-06-METBKA000
CP01CNSM-SB001-02-METBKA999 | CP01CNSM-SBD12-06-METBKA000
CP01CNSM-SB001-03-PCO2AA999 | CP01CNSM-SBD12-04-PCO2AA000
CP01CNSM-SB001-04-WAVSSA999 | CP01CNSM-SBD12-05-WAVSSA000
CP01CNSM-SB001-05-FDCHPA999 | CP01CNSM-SBD12-08-FDCHPA000
CP01CNSP-SP001-02-OPTAAJ999 | CP01CNSP-SP001-02-OPTAA0
CP01CNSP-SP001-03-NUTNRJ999 | CP01CNSP-SP001-03-NUTNR0
CP01CNSP-SP001-04-PCO2WJ999 | CP01CNSP-SP001-04-PCO2W0
CP01CNSP-SP001-05-VEL3DJ999 | CP01CNSP-SP001-05-VEL3D0
CP01CNSP-SP001-06-DOFSTJ999 | CP01CNSP-SP001-06-DOFST0
CP01CNSP-SP001-07-SPKIRJ999 | CP01CNSP-SP001-07-SPKIR0
CP01CNSP-SP001-08-CTDPFJ999 | CP01CNSP-SP001-08-CTDPF0
CP01CNSP-SP001-09-FLORTJ999 | CP01CNSP-SP001-09-FLORT0
CP01CNSP-SP001-10-PARADJ999 | CP01CNSP-SP001-10-PARAD0
CP02PMCI-RI001-01-ADCPTG999 | CP02PMCI-RII01-02-ADCPTG000
CP02PMCI-WF001-01-VEL3DK999 | CP02PMCI-WFP01-01-VEL3DK000
CP02PMCI-WF001-02-DOFSTK999 | CP02PMCI-WFP01-02-DOFSTK000
CP02PMCI-WF001-03-CTDPFK999 | CP02PMCI-WFP01-03-CTDPFK000
CP02PMCI-WF001-04-FLORTK999 | CP02PMCI-WFP01-04-FLORTK000
CP02PMCI-WF001-05-PARADK999 | CP02PMCI-WFP01-05-PARADK000
CP02PMCO-RI001-01-ADCPTG999 | CP02PMCO-RII01-02-ADCPTG000
CP02PMCO-WF001-01-VEL3DK999 | CP02PMCO-WFP01-01-VEL3DK000
CP02PMCO-WF001-02-DOFSTK999 | CP02PMCO-WFP01-02-DOFSTK000
CP02PMCO-WF001-03-CTDPFK999 | CP02PMCO-WFP01-03-CTDPFK000
CP02PMCO-WF001-04-FLORTK999 | CP02PMCO-WFP01-04-FLORTK000
CP02PMCO-WF001-05-PARADK999 | CP02PMCO-WFP01-05-PARADK000
CP02PMUI-RI001-01-ADCPTG999 | CP02PMUI-RII01-02-ADCPTG000
CP02PMUI-WF001-01-VEL3DK999 | CP02PMUI-WFP01-01-VEL3DK000
CP02PMUI-WF001-02-DOFSTK999 | CP02PMUI-WFP01-02-DOFSTK000
CP02PMUI-WF001-03-CTDPFK999 | CP02PMUI-WFP01-03-CTDPFK000
CP02PMUI-WF001-04-FLORTK999 | CP02PMUI-WFP01-04-FLORTK000
CP02PMUI-WF001-05-PARADK999 | CP02PMUI-WFP01-05-PARADK000
CP02PMUO-RI001-01-ADCPSL999 | CP02PMUO-RII01-02-ADCPSL000
CP02PMUO-WF001-01-VEL3DK999 | CP02PMUO-WFP01-01-VEL3DK000
CP02PMUO-WF001-02-DOFSTK999 | CP02PMUO-WFP01-02-DOFSTK000
CP02PMUO-WF001-03-CTDPFK999 | CP02PMUO-WFP01-03-CTDPFK000
CP02PMUO-WF001-04-FLORTK999 | CP02PMUO-WFP01-04-FLORTK000
CP02PMUO-WF001-05-PARADK999 | CP02PMUO-WFP01-05-PARADK000
CP03ISSM-MF004-01-DOSTAD999 | CP03ISSM-MFD37-04-DOSTAD000
CP03ISSM-MF004-03-VELPTA999 | CP03ISSM-MFD35-04-VELPTA000
CP03ISSM-MF004-04-CTDBPD999 | CP03ISSM-MFD37-03-CTDBPD000
CP03ISSM-MF004-05-PHSEND999 | CP03ISSM-MFD35-06-PHSEND000
CP03ISSM-MF005-01-PCO2WB999 | CP03ISSM-MFD35-05-PCO2WB000
CP03ISSM-MF005-02-PRESFB999 | CP03ISSM-MFD35-02-PRESFB000
CP03ISSM-MF005-03-ADCPTF999 | CP03ISSM-MFD35-01-ADCPTF000
CP03ISSM-MF005-04-OPTAAD999 | CP03ISSM-MFD37-01-OPTAAD000
CP03ISSM-MF005-05-ZPLSCC999 | CP03ISSM-MFD00-00-ZPLSCC000
CP03ISSM-RI002-01-PHSEND999 | CP03ISSM-RID26-06-PHSEND000
CP03ISSM-RI002-02-OPTAAD999 | CP03ISSM-RID27-01-OPTAAD000
CP03ISSM-RI002-03-SPKIRB999 | CP03ISSM-RID27-08-SPKIRB000
CP03ISSM-RI002-04-DOSTAD999 | CP03ISSM-RID27-04-DOSTAD000
CP03ISSM-RI003-01-NUTNRB999 | CP03ISSM-RID27-07-NUTNRB000
CP03ISSM-RI003-03-VELPTA999 | CP03ISSM-RID26-04-VELPTA000
CP03ISSM-RI003-04-CTDBPC999 | CP03ISSM-RID27-03-CTDBPC000
CP03ISSM-RI003-05-FLORTD999 | CP03ISSM-RID27-02-FLORTD000
CP03ISSM-SB001-01-METBKA999 | CP03ISSM-SBD11-06-METBKA000
CP03ISSM-SB001-03-PCO2AA999 | CP03ISSM-SBD12-04-PCO2AA000
CP03ISSP-SP001-02-OPTAAJ999 | CP03ISSP-SP001-02-OPTAA0
CP03ISSP-SP001-03-NUTNRJ999 | CP03ISSP-SP001-03-NUTNR0
CP03ISSP-SP001-04-PCO2WJ999 | CP03ISSP-SP001-04-PCO2W0
CP03ISSP-SP001-05-VEL3DJ999 | CP03ISSP-SP001-05-VEL3D0
CP03ISSP-SP001-06-DOFSTJ999 | CP03ISSP-SP001-06-DOFST0
CP03ISSP-SP001-07-SPKIRJ999 | CP03ISSP-SP001-07-SPKIR0
CP03ISSP-SP001-08-CTDPFJ999 | CP03ISSP-SP001-08-CTDPF0
CP03ISSP-SP001-09-FLORTJ999 | CP03ISSP-SP001-09-FLORT0
CP03ISSP-SP001-10-PARADJ999 | CP03ISSP-SP001-10-PARAD0
CP04OSPM-WF001-01-VEL3DK999 | CP04OSPM-WFP01-01-VEL3DK000
CP04OSPM-WF001-02-DOFSTK999 | CP04OSPM-WFP01-02-DOFSTK000
CP04OSPM-WF001-03-CTDPFK999 | CP04OSPM-WFP01-03-CTDPFK000
CP04OSPM-WF001-04-FLORTK999 | CP04OSPM-WFP01-04-FLORTK000
CP04OSPM-WF001-05-PARADK999 | CP04OSPM-WFP01-05-PARADK000
CP04OSSM-MF004-01-DOSTAD999 | CP04OSSM-MFD37-04-DOSTAD000
CP04OSSM-MF004-03-VELPTB999 | CP04OSSM-MFD35-04-VELPTB000
CP04OSSM-MF004-04-CTDBPE999 | CP04OSSM-MFD37-03-CTDBPE000
CP04OSSM-MF004-05-PHSEND999 | CP04OSSM-MFD35-06-PHSEND000
CP04OSSM-MF005-01-PCO2WB999 | CP04OSSM-MFD35-05-PCO2WB000
CP04OSSM-MF005-02-PRESFC999 | CP04OSSM-MFD35-02-PRESFC000
CP04OSSM-MF005-03-ADCPSJ999 | CP04OSSM-MFD35-01-ADCPSJ000
CP04OSSM-MF005-04-OPTAAD999 | CP04OSSM-MFD37-01-OPTAAD000
CP04OSSM-MF005-05-ZPLSCC999 | CP04OSSM-MFD00-00-ZPLSCC000
CP04OSSM-RI002-01-PHSEND999 | CP04OSSM-RID26-06-PHSEND000
CP04OSSM-RI002-02-OPTAAD999 | CP04OSSM-RID27-01-OPTAAD000
CP04OSSM-RI002-03-SPKIRB999 | CP04OSSM-RID27-08-SPKIRB000
CP04OSSM-RI002-04-DOSTAD999 | CP04OSSM-RID27-04-DOSTAD000
CP04OSSM-RI003-01-NUTNRB999 | CP04OSSM-RID27-07-NUTNRB000
CP04OSSM-RI003-03-VELPTA999 | CP04OSSM-RID26-04-VELPTA000
CP04OSSM-RI003-04-CTDBPC999 | CP04OSSM-RID27-03-CTDBPC000
CP04OSSM-RI003-05-FLORTD999 | CP04OSSM-RID27-02-FLORTD000
CP04OSSM-SB001-02-METBKA999 | CP04OSSM-SBD11-06-METBKA000
CP04OSSM-SB001-03-PCO2AA999 | CP04OSSM-SBD12-04-PCO2AA000
CP05MOAS-AV001-01-FLORTN999 | CP05MOAS-AV001-01-FLORTN000
CP05MOAS-AV001-02-DOSTAN999 | CP05MOAS-AV001-02-DOSTAN000
CP05MOAS-AV001-03-CTDAVN999 | CP05MOAS-AV001-03-CTDAVN000
CP05MOAS-AV001-04-NUTNRN999 | CP05MOAS-AV001-04-NUTNRN000
CP05MOAS-AV001-05-ADCPAN999 | CP05MOAS-AV001-05-ADCPAN000
CP05MOAS-AV001-06-PARADN999 | CP05MOAS-AV001-06-PARADN000
CP05MOAS-AV002-01-FLORTN999 | CP05MOAS-AV002-01-FLORTN000
CP05MOAS-AV002-02-DOSTAN999 | CP05MOAS-AV002-02-DOSTAN000
CP05MOAS-AV002-03-CTDAVN999 | CP05MOAS-AV002-03-CTDAVN000
CP05MOAS-AV002-04-NUTNRN999 | CP05MOAS-AV002-04-NUTNRN000
CP05MOAS-AV002-05-ADCPAN999 | CP05MOAS-AV002-05-ADCPAN000
CP05MOAS-AV002-06-PARADN999 | CP05MOAS-AV002-06-PARADN000
CP05MOAS-AV003-01-FLORTN999 | CP05MOAS-AV003-01-FLORTN000
CP05MOAS-AV003-02-DOSTAN999 | CP05MOAS-AV003-02-DOSTAN000
CP05MOAS-AV003-03-CTDAVN999 | CP05MOAS-AV003-03-CTDAVN000
CP05MOAS-AV003-04-NUTNRN999 | CP05MOAS-AV003-04-NUTNRN000
CP05MOAS-AV003-05-ADCPAN999 | CP05MOAS-AV003-05-ADCPAN000
CP05MOAS-AV003-06-PARADN999 | CP05MOAS-AV003-06-PARADN000
CP05MOAS-GL001-01-ADCPAM999 | CP05MOAS-GL001-01-ADCPAM000
CP05MOAS-GL001-02-FLORTM999 | CP05MOAS-GL001-02-FLORTM000
CP05MOAS-GL001-03-CTDGVM999 | CP05MOAS-GL001-03-CTDGVM000
CP05MOAS-GL001-04-DOSTAM999 | CP05MOAS-GL001-04-DOSTAM000
CP05MOAS-GL001-05-PARADM999 | CP05MOAS-GL001-05-PARADM000
CP05MOAS-GL002-01-ADCPAM999 | CP05MOAS-GL002-01-ADCPAM000
CP05MOAS-GL002-02-FLORTM999 | CP05MOAS-GL002-02-FLORTM000
CP05MOAS-GL002-03-CTDGVM999 | CP05MOAS-GL002-03-CTDGVM000
CP05MOAS-GL002-04-DOSTAM999 | CP05MOAS-GL002-04-DOSTAM000
CP05MOAS-GL002-05-PARADM999 | CP05MOAS-GL002-05-PARADM000
CP05MOAS-GL003-01-ADCPAM999 | CP05MOAS-GL003-01-ADCPAM000
CP05MOAS-GL003-02-FLORTM999 | CP05MOAS-GL003-02-FLORTM000
CP05MOAS-GL003-03-CTDGVM999 | CP05MOAS-GL003-03-CTDGVM000
CP05MOAS-GL003-04-DOSTAM999 | CP05MOAS-GL003-04-DOSTAM000
CP05MOAS-GL003-05-PARADM999 | CP05MOAS-GL003-05-PARADM000
CP05MOAS-GL004-01-ADCPAM999 | CP05MOAS-GL004-01-ADCPAM000
CP05MOAS-GL004-02-FLORTM999 | CP05MOAS-GL004-02-FLORTM000
CP05MOAS-GL004-03-CTDGVM999 | CP05MOAS-GL004-03-CTDGVM000
CP05MOAS-GL004-04-DOSTAM999 | CP05MOAS-GL004-04-DOSTAM000
CP05MOAS-GL004-05-PARADM999 | CP05MOAS-GL004-05-PARADM000
CP05MOAS-GL005-01-ADCPAM999 | CP05MOAS-GL005-01-ADCPAM000
CP05MOAS-GL005-02-FLORTM999 | CP05MOAS-GL005-02-FLORTM000
CP05MOAS-GL005-03-CTDGVM999 | CP05MOAS-GL005-03-CTDGVM000
CP05MOAS-GL005-04-DOSTAM999 | CP05MOAS-GL005-04-DOSTAM000
CP05MOAS-GL005-05-PARADM999 | CP05MOAS-GL005-05-PARADM000
CP05MOAS-GL006-01-ADCPAM999 | CP05MOAS-GL006-01-ADCPAM000
CP05MOAS-GL006-02-FLORTM999 | CP05MOAS-GL006-02-FLORTM000
CP05MOAS-GL006-03-CTDGVM999 | CP05MOAS-GL006-03-CTDGVM000
CP05MOAS-GL006-04-DOSTAM999 | CP05MOAS-GL006-04-DOSTAM000
CP05MOAS-GL006-05-PARADM999 | CP05MOAS-GL006-05-PARADM000
GA01SUMO-RI002-02-CTDBPF999 | GA01SUMO-RID16-01-CTDBPF000
GA01SUMO-RI002-03-ADCPSN999 | GA01SUMO-RII11-02-ADCPSN011
GA01SUMO-RI002-04-FLORTD999 | GA01SUMO-RID16-02-FLORTD000
GA01SUMO-RI002-05-VELPTA999 | GA01SUMO-RID16-04-VELPTA000
GA01SUMO-RI003-01-PHSENE999 | GA01SUMO-RII11-02-PHSENE002
GA01SUMO-RI003-02-PHSENE999 | GA01SUMO-RII11-02-PHSENE006
GA01SUMO-RI003-03-CTDMOQ999 | GA01SUMO-RII11-02-CTDMOQ001
GA01SUMO-RI003-04-CTDMOQ999 | GA01SUMO-RII11-02-CTDMOQ003
GA01SUMO-RI003-05-CTDMOQ999 | GA01SUMO-RII11-02-CTDMOQ004
GA01SUMO-RI003-06-CTDMOQ999 | GA01SUMO-RII11-02-CTDMOQ005
GA01SUMO-RI003-07-CTDMOQ999 | GA01SUMO-RII11-02-CTDMOQ007
GA01SUMO-RI003-08-CTDMOQ999 | GA01SUMO-RII11-02-CTDMOQ008
GA01SUMO-RI003-09-CTDMOQ999 | GA01SUMO-RII11-02-CTDMOQ009
GA01SUMO-RI003-10-CTDMOQ999 | GA01SUMO-RII11-02-CTDMOQ010
GA01SUMO-RI003-11-CTDMOQ999 | GA01SUMO-RII11-02-CTDMOQ012
GA01SUMO-RI003-12-CTDMOR999 | GA01SUMO-RII11-02-CTDMOR013
GA01SUMO-RI003-13-CTDMOR999 | GA01SUMO-RII11-02-CTDMOR014
GA01SUMO-RI003-14-CTDMOR999 | GA01SUMO-RII11-02-CTDMOR015
GA01SUMO-SB001-01-METBKA999 | GA01SUMO-SBD11-06-METBKA000
GA01SUMO-SB001-02-METBKA999 | GA01SUMO-SBD12-06-METBKA000
GA01SUMO-SB001-03-PCO2AA999 | GA01SUMO-SBD12-04-PCO2AA000
GA01SUMO-SB001-05-WAVSSA999 | GA01SUMO-SBD12-05-WAVSSA000
GA02HYPM-MP003-01-ZPLSGA999 | GA02HYPM-MPC04-01-ZPLSGA000
GA02HYPM-SP001-01-FLORDO999 | GA02HYPM-SPP01-01-FLORD0000
GA02HYPM-SP001-02-PCO2WO999 | GA02HYPM-SPP01-02-PCO2W0000
GA02HYPM-SP001-03-DOSTAO999 | GA02HYPM-SPP01-03-DOSTA0000
GA02HYPM-SP001-04-CTDPFJ999 | GA02HYPM-SPP01-04-CTDPF0000
GA02HYPM-SP001-05-OPTAAO999 | GA02HYPM-SPP01-05-OPTAA0000
GA02HYPM-SP001-06-NUTNRO999 | GA02HYPM-SPP01-06-NUTNR0000
GA02HYPM-SP001-07-SPKIRO999 | GA02HYPM-SPP01-07-SPKIR0000
GA02HYPM-WF002-01-FLORDL999 | GA02HYPM-WFP02-01-FLORDL000
GA02HYPM-WF002-03-DOSTAL999 | GA02HYPM-WFP02-03-DOSTAL000
GA02HYPM-WF002-04-CTDPFL999 | GA02HYPM-WFP02-04-CTDPFL000
GA02HYPM-WF002-05-VEL3DL999 | GA02HYPM-WFP02-05-VEL3DL000
GA02HYPM-WF004-01-FLORDL999 | GA02HYPM-WFP03-01-FLORDL000
GA02HYPM-WF004-03-DOSTAL999 | GA02HYPM-WFP03-03-DOSTAL000
GA02HYPM-WF004-04-CTDPFL999 | GA02HYPM-WFP03-04-CTDPFL000
GA02HYPM-WF004-05-VEL3DJ999 | GA02HYPM-WFP03-05-VEL3DL000
GA03FLMA-RI001-01-FLORTD999 | GA03FLMA-RIS01-01-FLORTD
GA03FLMA-RI001-02-PHSENF999 | GA03FLMA-RIS01-02-PHSENE
GA03FLMA-RI001-03-DOSTAD999 | GA03FLMA-RIS01-03-DOSTAD
GA03FLMA-RI001-04-ADCPSL999 | GA03FLMA-RIS02-01-ADCPSL
GA03FLMA-RI001-06-CTDMOG999 | GA03FLMA-RIS02-03-CTDMOG
GA03FLMA-RI001-07-CTDMOG999 | GA03FLMA-RIS02-04-CTDMOG
GA03FLMA-RI001-08-CTDMOG999 | GA03FLMA-RIS02-05-CTDMOG
GA03FLMA-RI001-09-CTDMOG999 | GA03FLMA-RIS02-06-CTDMOG
GA03FLMA-RI001-10-CTDMOG999 | GA03FLMA-RIS02-07-CTDMOG
GA03FLMA-RI001-11-CTDMOG999 | GA03FLMA-RIS02-08-CTDMOG
GA03FLMA-RI001-12-CTDMOG999 | GA03FLMA-RIS02-09-CTDMOG
GA03FLMA-RI001-13-CTDMOG999 | GA03FLMA-RIS02-10-CTDMOG
GA03FLMA-RI001-14-CTDMOG999 | GA03FLMA-RIS02-11-CTDMOG
GA03FLMA-RI001-15-CTDMOH999 | GA03FLMA-RIS02-12-CTDMOH
GA03FLMA-RI001-16-CTDMOH999 | GA03FLMA-RIS02-13-CTDMOH
GA03FLMA-RI001-17-CTDMOH999 | GA03FLMA-RIS02-14-CTDMOH
GA03FLMB-RI001-01-FLORTD999 | GA03FLMB-RIS01-01-FLORTD
GA03FLMB-RI001-02-PHSENF999 | GA03FLMB-RIS01-02-PHSENE
GA03FLMB-RI001-03-DOSTAD999 | GA03FLMB-RIS01-03-DOSTAD
GA03FLMB-RI001-04-ADCPSL999 | GA03FLMB-RIS02-01-ADCPSL
GA03FLMB-RI001-06-CTDMOG999 | GA03FLMB-RIS02-03-CTDMOG
GA03FLMB-RI001-07-CTDMOG999 | GA03FLMB-RIS02-04-CTDMOG
GA03FLMB-RI001-08-CTDMOG999 | GA03FLMB-RIS02-05-CTDMOG
GA03FLMB-RI001-09-CTDMOG999 | GA03FLMB-RIS02-06-CTDMOG
GA03FLMB-RI001-10-CTDMOG999 | GA03FLMB-RIS02-07-CTDMOG
GA03FLMB-RI001-11-CTDMOG999 | GA03FLMB-RIS02-08-CTDMOG
GA03FLMB-RI001-12-CTDMOG999 | GA03FLMB-RIS02-09-CTDMOG
GA03FLMB-RI001-13-CTDMOG999 | GA03FLMB-RIS02-10-CTDMOG
GA03FLMB-RI001-14-CTDMOG999 | GA03FLMB-RIS02-11-CTDMOG
GA03FLMB-RI001-15-CTDMOH999 | GA03FLMB-RIS02-12-CTDMOH
GA03FLMB-RI001-16-CTDMOH999 | GA03FLMB-RIS02-13-CTDMOH
GA03FLMB-RI001-17-CTDMOH999 | GA03FLMB-RIS02-14-CTDMOH
GA05MOAS-GL001-01-FLORDM999 | GA05MOAS-GL001-01-FLORDM000
GA05MOAS-GL001-02-DOSTAM999 | GA05MOAS-GL001-02-DOSTAM000
GA05MOAS-GL001-04-CTDGVM999 | GA05MOAS-GL001-04-CTDGVM000
GA05MOAS-GL002-01-FLORDM999 | GA05MOAS-GL002-01-FLORDM000
GA05MOAS-GL002-02-DOSTAM999 | GA05MOAS-GL002-02-DOSTAM000
GA05MOAS-GL002-04-CTDGVM999 | GA05MOAS-GL002-04-CTDGVM000
GA05MOAS-GL003-01-FLORDM999 | GA05MOAS-GL003-01-FLORDM000
GA05MOAS-GL003-02-DOSTAM999 | GA05MOAS-GL003-02-DOSTAM000
GA05MOAS-GL003-04-CTDGVM999 | GA05MOAS-GL003-04-CTDGVM000
GI01SUMO-RI002-02-CTDBPF999 | GI01SUMO-RID16-01-CTDBPF000
GI01SUMO-RI002-03-ADCPSN999 | GI01SUMO-RII11-02-ADCPSN011
GI01SUMO-RI002-04-FLORTD999 | GI01SUMO-RID16-02-FLORTD000
GI01SUMO-RI002-05-VELPTA999 | GI01SUMO-RID16-04-VELPTA000
GI01SUMO-RI003-01-PHSENE999 | GI01SUMO-RII11-02-PHSENE002
GI01SUMO-RI003-02-PHSENE999 | GI01SUMO-RII11-02-PHSENE006
GI01SUMO-RI003-03-CTDMOQ999 | GI01SUMO-RII11-02-CTDMOQ001
GI01SUMO-RI003-04-CTDMOQ999 | GI01SUMO-RII11-02-CTDMOQ003
GI01SUMO-RI003-05-CTDMOQ999 | GI01SUMO-RII11-02-CTDMOQ004
GI01SUMO-RI003-06-CTDMOQ999 | GI01SUMO-RII11-02-CTDMOQ005
GI01SUMO-RI003-07-CTDMOQ999 | GI01SUMO-RII11-02-CTDMOQ007
GI01SUMO-RI003-08-CTDMOQ999 | GI01SUMO-RII11-02-CTDMOQ008
GI01SUMO-RI003-09-CTDMOQ999 | GI01SUMO-RII11-02-CTDMOQ009
GI01SUMO-RI003-10-CTDMOQ999 | GI01SUMO-RII11-02-CTDMOQ010
GI01SUMO-RI003-11-CTDMOQ999 | GI01SUMO-RII11-02-CTDMOQ012
GI01SUMO-RI003-12-CTDMOR999 | GI01SUMO-RII11-02-CTDMOR013
GI01SUMO-RI003-13-CTDMOR999 | GI01SUMO-RII11-02-CTDMOR014
GI01SUMO-RI003-14-CTDMOR999 | GI01SUMO-RII11-02-CTDMOR015
GI01SUMO-SB001-01-METBKA999 | GI01SUMO-SBD11-06-METBKA000
GI01SUMO-SB001-02-METBKA999 | GI01SUMO-SBD12-06-METBKA000
GI01SUMO-SB001-03-PCO2AA999 | GI01SUMO-SBD12-04-PCO2AA000
GI01SUMO-SB001-04-FDCHPA999 | GI01SUMO-SBD12-08-FDCHPA000
GI01SUMO-SB001-05-WAVSSA999 | GI01SUMO-SBD12-05-WAVSSA000
GI02HYPM-MP003-01-ZPLSGA999 | GI02HYPM-MPC04-01-ZPLSGA000
GI02HYPM-SP001-01-FLORDO999 | GI02HYPM-SPP01-01-FLORD0000
GI02HYPM-SP001-02-PCO2WO999 | GI02HYPM-SPP01-02-PCO2W0000
GI02HYPM-SP001-03-DOSTAO999 | GI02HYPM-SPP01-03-DOSTA0000
GI02HYPM-SP001-04-CTDPFJ999 | GI02HYPM-SPP01-04-CTDPF0000
GI02HYPM-SP001-05-OPTAAO999 | GI02HYPM-SPP01-05-OPTAA0000
GI02HYPM-SP001-06-NUTNRO999 | GI02HYPM-SPP01-06-NUTNR0000
GI02HYPM-SP001-07-SPKIRO999 | GI02HYPM-SPP01-07-SPKIR0000
GI02HYPM-WF002-01-FLORDL999 | GI02HYPM-WFP02-01-FLORDL000
GI02HYPM-WF002-03-DOSTAL999 | GI02HYPM-WFP02-03-DOSTAL000
GI02HYPM-WF002-04-CTDPFL999 | GI02HYPM-WFP02-04-CTDPFL000
GI02HYPM-WF002-05-VEL3DL999 | GI02HYPM-WFP02-05-VEL3DL000
GI03FLMA-RI001-01-FLORTD999 | GI03FLMA-RIS01-01-FLORTD
GI03FLMA-RI001-02-PHSENF999 | GI03FLMA-RIS01-02-PHSENE
GI03FLMA-RI001-03-DOSTAD999 | GI03FLMA-RIS01-03-DOSTAD
GI03FLMA-RI001-04-ADCPSL999 | GI03FLMA-RIS02-01-ADCPSL
GI03FLMA-RI001-06-CTDMOG999 | GI03FLMA-RIS02-03-CTDMOG
GI03FLMA-RI001-07-CTDMOG999 | GI03FLMA-RIS02-04-CTDMOG
GI03FLMA-RI001-08-CTDMOG999 | GI03FLMA-RIS02-05-CTDMOG
GI03FLMA-RI001-09-CTDMOG999 | GI03FLMA-RIS02-06-CTDMOG
GI03FLMA-RI001-10-CTDMOG999 | GI03FLMA-RIS02-07-CTDMOG
GI03FLMA-RI001-11-CTDMOG999 | GI03FLMA-RIS02-08-CTDMOG
GI03FLMA-RI001-12-CTDMOG999 | GI03FLMA-RIS02-09-CTDMOG
GI03FLMA-RI001-13-CTDMOG999 | GI03FLMA-RIS02-10-CTDMOG
GI03FLMA-RI001-14-CTDMOG999 | GI03FLMA-RIS02-11-CTDMOG
GI03FLMA-RI001-15-CTDMOH999 | GI03FLMA-RIS02-12-CTDMOH
GI03FLMA-RI001-16-CTDMOH999 | GI03FLMA-RIS02-13-CTDMOH
GI03FLMA-RI001-17-CTDMOH999 | GI03FLMA-RIS02-14-CTDMOH
GI03FLMB-RI001-01-FLORTD999 | GI03FLMB-RIS01-01-FLORTD
GI03FLMB-RI001-02-PHSENF999 | GI03FLMB-RIS01-02-PHSENE
GI03FLMB-RI001-03-DOSTAD999 | GI03FLMB-RIS01-03-DOSTAD
GI03FLMB-RI001-04-ADCPSL999 | GI03FLMB-RIS02-01-ADCPSL
GI03FLMB-RI001-06-CTDMOG999 | GI03FLMB-RIS02-03-CTDMOG
GI03FLMB-RI001-07-CTDMOG999 | GI03FLMB-RIS02-04-CTDMOG
GI03FLMB-RI001-08-CTDMOG999 | GI03FLMB-RIS02-05-CTDMOG
GI03FLMB-RI001-09-CTDMOG999 | GI03FLMB-RIS02-06-CTDMOG
GI03FLMB-RI001-10-CTDMOG999 | GI03FLMB-RIS02-07-CTDMOG
GI03FLMB-RI001-11-CTDMOG999 | GI03FLMB-RIS02-08-CTDMOG
GI03FLMB-RI001-12-CTDMOG999 | GI03FLMB-RIS02-09-CTDMOG
GI03FLMB-RI001-13-CTDMOG999 | GI03FLMB-RIS02-10-CTDMOG
GI03FLMB-RI001-14-CTDMOG999 | GI03FLMB-RIS02-11-CTDMOG
GI03FLMB-RI001-15-CTDMOH999 | GI03FLMB-RIS02-12-CTDMOH
GI03FLMB-RI001-16-CTDMOH999 | GI03FLMB-RIS02-13-CTDMOH
GI03FLMB-RI001-17-CTDMOH999 | GI03FLMB-RIS02-14-CTDMOH
GI05MOAS-GL001-01-FLORDM999 | GI05MOAS-GL001-01-FLORDM000
GI05MOAS-GL001-02-DOSTAM999 | GI05MOAS-GL001-02-DOSTAM000
GI05MOAS-GL001-04-CTDGVM999 | GI05MOAS-GL001-04-CTDGVM000
GI05MOAS-GL002-01-FLORDM999 | GI05MOAS-GL002-01-FLORDM000
GI05MOAS-GL002-02-DOSTAM999 | GI05MOAS-GL002-02-DOSTAM000
GI05MOAS-GL002-04-CTDGVM999 | GI05MOAS-GL002-04-CTDGVM000
GI05MOAS-GL003-01-FLORDM999 | GI05MOAS-GL003-01-FLORDM000
GI05MOAS-GL003-02-DOSTAM999 | GI05MOAS-GL003-02-DOSTAM000
GI05MOAS-GL003-04-CTDGVM999 | GI05MOAS-GL003-04-CTDGVM000
GP02HYPM-MP003-01-ZPLSGA999 | GP02HYPM-MPC04-01-ZPLSGA000
GP02HYPM-SP001-01-FLORDO999 | GP02HYPM-SPP01-01-FLORD0000
GP02HYPM-SP001-02-PCO2WO999 | GP02HYPM-SPP01-02-PCO2W0000
GP02HYPM-SP001-03-DOSTAO999 | GP02HYPM-SPP01-03-DOSTA0000
GP02HYPM-SP001-04-CTDPFJ999 | GP02HYPM-SPP01-04-CTDPF0000
GP02HYPM-SP001-05-OPTAAO999 | GP02HYPM-SPP01-05-OPTAA0000
GP02HYPM-SP001-06-NUTNRO999 | GP02HYPM-SPP01-06-NUTNR0000
GP02HYPM-SP001-07-SPKIRO999 | GP02HYPM-SPP01-07-SPKIR0000
GP02HYPM-WF002-01-FLORDL999 | GP02HYPM-WFP02-01-FLORDL000
GP02HYPM-WF002-03-DOSTAL999 | GP02HYPM-WFP02-03-DOSTAL000
GP02HYPM-WF002-04-CTDPFL999 | GP02HYPM-WFP02-04-CTDPFL000
GP02HYPM-WF002-05-VEL3DL999 | GP02HYPM-WFP02-05-VEL3DL000
GP02HYPM-WF004-01-FLORDL999 | GP02HYPM-WFP03-01-FLORDL000
GP02HYPM-WF004-03-DOSTAL999 | GP02HYPM-WFP03-03-DOSTAL000
GP02HYPM-WF004-04-CTDPFL999 | GP02HYPM-WFP03-04-CTDPFL000
GP02HYPM-WF004-05-VEL3DL999 | GP02HYPM-WFP03-05-VEL3DL000
GP03FLMA-RI001-01-FLORTD999 | GP03FLMA-RIS01-01-FLORTD
GP03FLMA-RI001-02-PHSENF999 | GP03FLMA-RIS01-02-PHSENE
GP03FLMA-RI001-03-DOSTAD999 | GP03FLMA-RIS01-03-DOSTAD
GP03FLMA-RI001-04-ADCPSL999 | GP03FLMA-RIS02-01-ADCPSL
GP03FLMA-RI001-06-CTDMOG999 | GP03FLMA-RIS02-03-CTDMOG
GP03FLMA-RI001-07-CTDMOG999 | GP03FLMA-RIS02-04-CTDMOG
GP03FLMA-RI001-08-CTDMOG999 | GP03FLMA-RIS02-05-CTDMOG
GP03FLMA-RI001-09-CTDMOG999 | GP03FLMA-RIS02-06-CTDMOG
GP03FLMA-RI001-10-CTDMOG999 | GP03FLMA-RIS02-07-CTDMOG
GP03FLMA-RI001-11-CTDMOG999 | GP03FLMA-RIS02-08-CTDMOG
GP03FLMA-RI001-12-CTDMOG999 | GP03FLMA-RIS02-09-CTDMOG
GP03FLMA-RI001-13-CTDMOG999 | GP03FLMA-RIS02-10-CTDMOG
GP03FLMA-RI001-14-CTDMOG999 | GP03FLMA-RIS02-11-CTDMOG
GP03FLMA-RI001-15-CTDMOH999 | GP03FLMA-RIS02-12-CTDMOH
GP03FLMA-RI001-16-CTDMOH999 | GP03FLMA-RIS02-13-CTDMOH
GP03FLMA-RI001-17-CTDMOH999 | GP03FLMA-RIS02-14-CTDMOH
GP03FLMB-RI001-01-FLORTD999 | GP03FLMB-RIS01-01-FLORTD
GP03FLMB-RI001-02-PHSENF999 | GP03FLMB-RIS01-02-PHSENE
GP03FLMB-RI001-03-DOSTAD999 | GP03FLMB-RIS01-03-DOSTAD
GP03FLMB-RI001-04-ADCPSL999 | GP03FLMB-RIS02-01-ADCPSL
GP03FLMB-RI001-06-CTDMOG999 | GP03FLMB-RIS02-03-CTDMOG
GP03FLMB-RI001-07-CTDMOG999 | GP03FLMB-RIS02-04-CTDMOG
GP03FLMB-RI001-08-CTDMOG999 | GP03FLMB-RIS02-05-CTDMOG
GP03FLMB-RI001-09-CTDMOG999 | GP03FLMB-RIS02-06-CTDMOG
GP03FLMB-RI001-10-CTDMOG999 | GP03FLMB-RIS02-07-CTDMOG
GP03FLMB-RI001-11-CTDMOG999 | GP03FLMB-RIS02-08-CTDMOG
GP03FLMB-RI001-12-CTDMOG999 | GP03FLMB-RIS02-09-CTDMOG
GP03FLMB-RI001-13-CTDMOG999 | GP03FLMB-RIS02-10-CTDMOG
GP03FLMB-RI001-14-CTDMOG999 | GP03FLMB-RIS02-11-CTDMOG
GP03FLMB-RI001-15-CTDMOH999 | GP03FLMB-RIS02-12-CTDMOH
GP03FLMB-RI001-16-CTDMOH999 | GP03FLMB-RIS02-13-CTDMOH
GP03FLMB-RI001-17-CTDMOH999 | GP03FLMB-RIS02-14-CTDMOH
GP05MOAS-GL001-01-FLORDM999 | GP05MOAS-GL001-01-FLORDM000
GP05MOAS-GL001-02-DOSTAM999 | GP05MOAS-GL001-02-DOSTAM000
GP05MOAS-GL001-04-CTDGVM999 | GP05MOAS-GL001-04-CTDGVM000
GP05MOAS-GL002-01-FLORDM999 | GP05MOAS-GL002-01-FLORDM000
GP05MOAS-GL002-02-DOSTAM999 | GP05MOAS-GL002-02-DOSTAM000
GP05MOAS-GL002-04-CTDGVM999 | GP05MOAS-GL002-04-CTDGVM000
GP05MOAS-GL003-01-FLORDM999 | GP05MOAS-GL003-01-FLORDM000
GP05MOAS-GL003-02-DOSTAM999 | GP05MOAS-GL003-02-DOSTAM000
GP05MOAS-GL003-04-CTDGVM999 | GP05MOAS-GL003-04-CTDGVM000
GS01SUMO-RI002-02-CTDBPF999 | GS01SUMO-RID16-01-CTDBPF000
GS01SUMO-RI002-03-ADCPSN999 | GS01SUMO-RII11-02-ADCPSN011
GS01SUMO-RI002-04-FLORTD999 | GS01SUMO-RID16-02-FLORTD000
GS01SUMO-RI002-05-VELPTA999 | GS01SUMO-RID16-04-VELPTA000
GS01SUMO-RI003-01-PHSENE999 | GS01SUMO-RII11-02-PHSENE002
GS01SUMO-RI003-02-PHSENE999 | GS01SUMO-RII11-02-PHSENE006
GS01SUMO-RI003-03-CTDMOQ999 | GS01SUMO-RII11-02-CTDMOQ001
GS01SUMO-RI003-04-CTDMOQ999 | GS01SUMO-RII11-02-CTDMOQ003
GS01SUMO-RI003-05-CTDMOQ999 | GS01SUMO-RII11-02-CTDMOQ004
GS01SUMO-RI003-06-CTDMOQ999 | GS01SUMO-RII11-02-CTDMOQ005
GS01SUMO-RI003-07-CTDMOQ999 | GS01SUMO-RII11-02-CTDMOQ007
GS01SUMO-RI003-08-CTDMOQ999 | GS01SUMO-RII11-02-CTDMOQ008
GS01SUMO-RI003-09-CTDMOQ999 | GS01SUMO-RII11-02-CTDMOQ009
GS01SUMO-RI003-10-CTDMOQ999 | GS01SUMO-RII11-02-CTDMOQ010
GS01SUMO-RI003-11-CTDMOQ999 | GS01SUMO-RII11-02-CTDMOQ012
GS01SUMO-RI003-12-CTDMOR999 | GS01SUMO-RII11-02-CTDMOR013
GS01SUMO-RI003-13-CTDMOR999 | GS01SUMO-RII11-02-CTDMOR014
GS01SUMO-RI003-14-CTDMOR999 | GS01SUMO-RII11-02-CTDMOR015
GS01SUMO-SB001-01-METBKA999 | GS01SUMO-SBD11-06-METBKA000
GS01SUMO-SB001-02-METBKA999 | GS01SUMO-SBD12-06-METBKA000
GS01SUMO-SB001-03-PCO2AA999 | GS01SUMO-SBD12-04-PCO2AA000
GS01SUMO-SB001-04-FDCHPA999 | GS01SUMO-SBD12-08-FDCHPA000
GS01SUMO-SB001-05-WAVSSA999 | GS01SUMO-SBD12-05-WAVSSA000
GS02HYPM-MP003-01-ZPLSGA999 | GS02HYPM-MPC04-01-ZPLSGA000
GS02HYPM-SP001-01-FLORDO999 | GS02HYPM-SPP01-01-FLORD0000
GS02HYPM-SP001-02-PCO2WO999 | GS02HYPM-SPP01-02-PCO2W0000
GS02HYPM-SP001-03-DOSTAO999 | GS02HYPM-SPP01-03-DOSTA0000
GS02HYPM-SP001-04-CTDPFJ999 | GS02HYPM-SPP01-04-CTDPF0000
GS02HYPM-SP001-05-OPTAAO999 | GS02HYPM-SPP01-05-OPTAA0000
GS02HYPM-SP001-06-NUTNRO999 | GS02HYPM-SPP01-06-NUTNR0000
GS02HYPM-SP001-07-SPKIRO999 | GS02HYPM-SPP01-07-SPKIR0000
GS02HYPM-WF002-01-FLORDL999 | GS02HYPM-WFP02-01-FLORDL000
GS02HYPM-WF002-03-DOSTAL999 | GS02HYPM-WFP02-03-DOSTAL000
GS02HYPM-WF002-04-CTDPFL999 | GS02HYPM-WFP02-04-CTDPFL000
GS02HYPM-WF002-05-VEL3DL999 | GS02HYPM-WFP02-05-VEL3DL000
GS02HYPM-WF004-01-FLORDL999 | GS02HYPM-WFP03-01-FLORDL000
GS02HYPM-WF004-03-DOSTAL999 | GS02HYPM-WFP03-03-DOSTAL000
GS02HYPM-WF004-04-CTDPFL999 | GS02HYPM-WFP03-04-CTDPFL000
GS02HYPM-WF004-05-VEL3DL999 | GS02HYPM-WFP03-05-VEL3DL000
GS03FLMA-RI001-01-FLORTD999 | GS03FLMA-RIS01-01-FLORTD
GS03FLMA-RI001-02-PHSENF999 | GS03FLMA-RIS01-02-PHSENE
GS03FLMA-RI001-03-DOSTAD999 | GS03FLMA-RIS01-03-DOSTAD
GS03FLMA-RI001-04-ADCPSL999 | GS03FLMA-RIS02-01-ADCPSL
GS03FLMA-RI001-06-CTDMOG999 | GS03FLMA-RIS02-03-CTDMOG
GS03FLMA-RI001-07-CTDMOG999 | GS03FLMA-RIS02-04-CTDMOG
GS03FLMA-RI001-08-CTDMOG999 | GS03FLMA-RIS02-05-CTDMOG
GS03FLMA-RI001-09-CTDMOG999 | GS03FLMA-RIS02-06-CTDMOG
GS03FLMA-RI001-10-CTDMOG999 | GS03FLMA-RIS02-07-CTDMOG
GS03FLMA-RI001-11-CTDMOG999 | GS03FLMA-RIS02-08-CTDMOG
GS03FLMA-RI001-12-CTDMOG999 | GS03FLMA-RIS02-09-CTDMOG
GS03FLMA-RI001-13-CTDMOG999 | GS03FLMA-RIS02-10-CTDMOG
GS03FLMA-RI001-14-CTDMOG999 | GS03FLMA-RIS02-11-CTDMOG
GS03FLMA-RI001-15-CTDMOH999 | GS03FLMA-RIS02-12-CTDMOH
GS03FLMA-RI001-16-CTDMOH999 | GS03FLMA-RIS02-13-CTDMOH
GS03FLMA-RI001-17-CTDMOH999 | GS03FLMA-RIS02-14-CTDMOH
GS03FLMB-RI001-01-FLORTD999 | GS03FLMB-RIS01-01-FLORTD
GS03FLMB-RI001-02-PHSENF999 | GS03FLMB-RIS01-02-PHSENE
GS03FLMB-RI001-03-DOSTAD999 | GS03FLMB-RIS01-03-DOSTAD
GS03FLMB-RI001-04-ADCPSL999 | GS03FLMB-RIS02-01-ADCPSL
GS03FLMB-RI001-06-CTDMOG999 | GS03FLMB-RIS02-03-CTDMOG
GS03FLMB-RI001-07-CTDMOG999 | GS03FLMB-RIS02-04-CTDMOG
GS03FLMB-RI001-08-CTDMOG999 | GS03FLMB-RIS02-05-CTDMOG
GS03FLMB-RI001-09-CTDMOG999 | GS03FLMB-RIS02-06-CTDMOG
GS03FLMB-RI001-10-CTDMOG999 | GS03FLMB-RIS02-07-CTDMOG
GS03FLMB-RI001-11-CTDMOG999 | GS03FLMB-RIS02-08-CTDMOG
GS03FLMB-RI001-12-CTDMOG999 | GS03FLMB-RIS02-09-CTDMOG
GS03FLMB-RI001-13-CTDMOG999 | GS03FLMB-RIS02-10-CTDMOG
GS03FLMB-RI001-14-CTDMOG999 | GS03FLMB-RIS02-11-CTDMOG
GS03FLMB-RI001-15-CTDMOH999 | GS03FLMB-RIS02-12-CTDMOH
GS03FLMB-RI001-16-CTDMOH999 | GS03FLMB-RIS02-13-CTDMOH
GS03FLMB-RI001-17-CTDMOH999 | GS03FLMB-RIS02-14-CTDMOH
GS05MOAS-GL001-01-FLORDM999 | GS05MOAS-GL001-01-FLORDM000
GS05MOAS-GL001-02-DOSTAM999 | GS05MOAS-GL001-02-DOSTAM000
GS05MOAS-GL001-04-CTDGVM999 | GS05MOAS-GL001-04-CTDGVM000
GS05MOAS-GL002-01-FLORDM999 | GS05MOAS-GL002-01-FLORDM000
GS05MOAS-GL002-02-DOSTAM999 | GS05MOAS-GL002-02-DOSTAM000
GS05MOAS-GL002-04-CTDGVM999 | GS05MOAS-GL002-04-CTDGVM000
GS05MOAS-GL003-01-FLORDM999 | GS05MOAS-GL003-01-FLORDM000
GS05MOAS-GL003-02-DOSTAM999 | GS05MOAS-GL003-02-DOSTAM000
GS05MOAS-GL003-04-CTDGVM999 | GS05MOAS-GL003-04-CTDGVM000

## PlatformAgents
Code | SAF Name | Name | Agent Type | Node Types | RT Control Path | RT Data Path | RT Data Acquisition | Full Data Acquisition | Marine-CI Interface Location
CICU-SMPC | InSitu CyberPoP - Surface Mooring Platfrom Controller | Surface Mooring Platform Agent | PlatformAgent | LM,HM,SM | Direct | Direct | Partial | Post Deployment | In situ
CPOP-CMDS | Shore CyberPoP - Coastal Mooring Dock Server |  | DataAgent | CP,DP,FM,GP,LM,HM,MP,SM,PM,RI | Operator | File Transfer | Partial | Post Deployment | On shore
CPOP-GMDS | Shore CyberPoP - Global Mooring Dock Server |  | DataAgent | LM,HM,SM | Operator | File Transfer | Partial | Post Deployment | On shore
CPOP-CGDS | Shore CyberPoP - Coastal Glider Dock Server |  | DataAgent | GL | Operator | File Transfer | Partial | Post Deployment | On shore
CPOP-OGDS | Shore CyberPoP - Open Ocean Glider Dock Server |  | DataAgent | GL | Operator | File Transfer | Partial | Post Deployment | On shore
CPOP-AVDS | Shore CyberPoP - AUV Dock Server |  | DataAgent | AV | Operator | File Transfer | Partial | Post Deployment | On shore
CPOP-ROMS | Shore CyberPoP - Regional Operations Management System | RSN Node Platform Agent | PlatformAgent | BP,ID,LJ,LM,MJ,MF,PC | Direct | Direct | Complete | Real Time | On shore

## PlatformConfigTypes
Code | Name | Platform Agent Type | Platform Agent Type Name
AVVN-PC | AUV Vendor Supplied Platform Configuration | CPOP-AVDS | Shore CyberPoP - AUV Dock Server
CGVN-PC | Coastal Glider Vendor Supplied Platform Configuration | CPOP-CGDS | Shore CyberPoP - Coastal Glider Dock Server
CPVN-PC | Coastal Profiler Vendor Supplied Platform Configuration | CPOP-CMDS | Shore CyberPoP - Coastal Mooring Dock Server
DCL-PCFP | WHOI DCL Full Power Platform Configuration | CICU-SMPC | InSitu CyberPoP - Surface Mooring Platfrom Controller
DCL-PCLP | WHOI DCL Low Power Platform Configuration | CPOP-CMDS | Shore CyberPoP - Coastal Mooring Dock Server
DCL-STC | WHOI DCL STC Platform Configuration | CPOP-CMDS | Shore CyberPoP - Coastal Mooring Dock Server
OGVN-PC | Open Ocean Glider Vendor Supplied Platform Configuration | CPOP-OGDS | Shore CyberPoP - Open Ocean Glider Dock Server
RSN-PC | UW Junction Box Platform Configuration | CPOP-ROMS | Shore CyberPoP - Regional Operations Management System
RSN-PCDP | UW Deep Profiler Platform Configuration | CPOP-ROMS | Shore CyberPoP - Regional Operations Management System
RSN-PCHD | UW HD Camera Platform Configuration | CPOP-ROMS | Shore CyberPoP - Regional Operations Management System
RSN-PCSF | UW Shallow Profiler Platform Configuration | CPOP-ROMS | Shore CyberPoP - Regional Operations Management System
SIO-PC | SIO Platform Configuration | CPOP-GMDS | Shore CyberPoP - Global Mooring Dock Server

## CGPlatforms
Reference ID | Site | Depth | Mooring Name | Telemetry | Upper Termination | Platform Controller | Engineering Sensors | Platform Type Name | Platform Type Code | Power Configuration | Controller Type | Terrestial Link
CE01ISSM | Endurance Oregon Inshore | 24.3 m | Coastal EM Surface Mooring | Iridium 9522 (1) Iridium SBD (1) Freewave (1) Wi-Fi (1) | Submersible Surface Buoy | CPMs, DCLs w GPS (1) | Motion Pack | Low Power Surface Moorings | LM | Battery | DCL-PCLP | MMWireless
CE01ISSP | Endurance Oregon Inshore | 24.3 m | Coastal Surface Piercing Profiler Mooring | CPVN-PC | -- | CPVN-PC | –– | Surface Piercing Profiler Moorings | CP | Battery | CPVN-PC | CPVN-PC
CE02SHBP | Endurance Oregon Shelf | 80 m | Benthic Experiment Package | RSN-Cable | -- | RSN Jbox | (RSN provided, inside JBox) | Benthic Experiment Package | BP | Cable | RSN-PC | Cable
CE02SHSM | Endurance Oregon Shelf | 80 m | Coastal Surface Mooring | FBB250 (2) Iridium 9522(2) Iridium SBD (2) Freewave (2) Wi-Fi (1) | Coastal Standard Power Surface Buoy | Full-Function w/ GPS (2) | Motion Pack | Standard Power Surface Moorings | SM | Standard | DCL-PCFP | MMWireless
CE02SHSP | Endurance Oregon Shelf | 80 m | Coastal Surface Piercing Profiler Mooring | RSN-Cable | -- | RSN Jbox | –– | Surface Piercing Profiler Moorings | CP | Cable | RSN-PC | Cable
CE04OSBP | Endurance Oregon Offshore | 588 m | Benthic Experiment Package | RSN-Cable | -- | RSN Jbox | (RSN provided, inside JBox) | Benthic Experiment Package | BP | Cable | RSN-PC | Cable
CE04OSHY | Endurance Oregon Offshore | 588 m | Cabled Hybrid Profiler Mooring | RSN-Cable | -- | RSN Jbox | (RSN provided, inside JBox) | Cabled Hybrid Profiler Mooring | HY | Cable | RSN-PC | Cable
CE04OSSM | Endurance Oregon Offshore | 588 m | Coastal Surface Mooring | FBB250 (2) Iridium 9522(2) Iridium SBD (2) Freewave (2) Wi-Fi (1) | Coastal Standard Power Surface Buoy | Full-Function w/ GPS (2) | Motion Pack | Standard Power Surface Moorings | SM | Standard | DCL-PCFP | MMWireless
CE05MOAS-GL | Endurance Mobile Arena |  | Coastal Glider | CGVN-PC | -- | CGVN-PC | -- | Coastal Glider | CG | Battery | CGVN-PC | CGVN-PC
CE06ISSM | Endurance Washington Inshore | 29 m | Coastal EM Surface Mooring | Iridium 9522 (1) Iridium SBD (1) Freewave (1) Wi-Fi (1) | Submersible Surface Buoy | CPMs, DCLs w GPS (1) | Motion Pack | Low Power Surface Moorings | LM | Battery | DCL-PCLP | MMWireless
CE06ISSP | Endurance Washington Inshore | 29 m | Coastal Surface Piercing Profiler Mooring | CPVN-PC | -- | CPVN-PC | –– | Surface Piercing Profiler Moorings | CP | Battery | CPVN-PC | CPVN-PC
CE07SHSM | Endurance Washington Shelf | 87 m | Coastal EM Surface Mooring | FBB250 (2) Iridium 9522(2) Iridium SBD (2) Freewave (2) Wi-Fi (1) | Coastal High Power Surface Buoy | Full-Function w/ GPS (2) | Motion Pack | High Power Surface Moorings | HM | High | DCL-PCFP | MMWireless
CE07SHSP | Endurance Washington Shelf | 87 m | Coastal Surface Piercing Profiler Mooring | CPVN-PC | -- | CPVN-PC | –– | Surface Piercing Profiler Moorings | CP | Battery | CPVN-PC | CPVN-PC
CE09OSPM | Endurance Washington Offshore | 542 m | Coastal Profiler Mooring | Iridium 9522 (1) Iridium SBD (1) Freewave (1) Wi-Fi (1) | Submersible Surface Buoy | STC w GPS (1) | Motion Pack | Wire Following Profiler Moorings | WF | Battery | DCL-STC | MMWireless
CE09OSSM | Endurance Washington Offshore | 542 m | Coastal EM Surface Mooring | FBB250 (2) Iridium 9522(2) Iridium SBD (2) Freewave (2) Wi-Fi (1) | Coastal High Power Surface Buoy | Full-Function w/ GPS (2) | Motion Pack | High Power Surface Moorings | HM | High | DCL-PCFP | MMWireless
CP01CNSM | Pioneer Central | 133 m | Coastal EM Surface Mooring | FBB250 (2) Iridium 9522(2) Iridium SBD (2) Freewave (2) Wi-Fi (1) | Coastal High Power Surface Buoy | Full-Function w/ GPS (2) | Motion Pack | High Power Surface Moorings | HM | High | DCL-PCFP | MMWireless
CP01CNSP | Pioneer Central | 133 m | Coastal Surface Piercing Profiler Mooring | CPVN-PC | -- | CPVN-PC | –– | Surface Piercing Profiler Moorings | CP | Battery | CPVN-PC | CPVN-PC
CP02PMCI | Pioneer Central Inshore | 125 m | Coastal Profiler Mooring | Iridium 9522 (1) Iridium SBD (1) Freewave (1) Wi-Fi (1) | Submersible Surface Buoy | STC w GPS (1) | Motion Pack | Wire Following Profiler Moorings | WF | Battery | DCL-STC | MMWireless
CP02PMCO | Pioneer Central Offshore | 150 m | Coastal Profiler Mooring | Iridium 9522 (1) Iridium SBD (1) Freewave (1) Wi-Fi (1) | Submersible Surface Buoy | STC w GPS (1) | Motion Pack | Wire Following Profiler Moorings | WF | Battery | DCL-STC | MMWireless
CP02PMUI | Pioneer Upstream Inshore | 91.5 m | Coastal Profiler Mooring | Iridium 9522 (1) Iridium SBD (1) Freewave (1) Wi-Fi (1) | Submersible Surface Buoy | STC w GPS (1) | Motion Pack | Wire Following Profiler Moorings | WF | Battery | DCL-STC | MMWireless
CP02PMUO | Pioneer Upstream Offshore | 450 m | Coastal Profiler Mooring | Iridium 9522 (1) Iridium SBD (1) Freewave (1) Wi-Fi (1) | Submersible Surface Buoy | STC w GPS (1) | Motion Pack | Wire Following Profiler Moorings | WF | Battery | DCL-STC | MMWireless
CP03ISSM | Pioneer Inshore | 91.5 m | Coastal EM Surface Mooring | FBB250 (2) Iridium 9522(2) Iridium SBD (2) Freewave (2) Wi-Fi (1) | Coastal High Power Surface Buoy | Full-Function w/ GPS (2) | Motion Pack | High Power Surface Moorings | HM | High | DCL-PCFP | MMWireless
CP03ISSP | Pioneer Inshore | 91.5 m | Coastal Surface Piercing Profiler Mooring | CPVN-PC | -- | CPVN-PC | –– | Surface Piercing Profiler Moorings | CP | Battery | CPVN-PC | CPVN-PC
CP04OSPM | Pioneer Offshore | 450 m | Coastal Profiler Mooring | Iridium 9522 (1) Iridium SBD (1) Freewave (1) Wi-Fi (1) | Submersible Surface Buoy | STC w GPS (1) | Motion Pack | Wire Following Profiler Moorings | WF | Battery | DCL-STC | MMWireless
CP04OSSM | Pioneer Offshore | 450 m | Coastal EM Surface Mooring | FBB250 (2) Iridium 9522(2) Iridium SBD (2) Freewave (2) Wi-Fi (1) | Coastal High Power Surface Buoy | Full-Function w/ GPS (2) | Motion Pack | High Power Surface Moorings | HM | High | DCL-PCFP | MMWireless
CP05MOAS-AV | Pioneer Mobile Arena |  | Automous Underwater Vehicle | AVVN-PC | -- | AVVN-PC | -- | Automous Underwater Vehicle | AV | Battery | AVVN-PC | AVVN-PC
CP05MOAS-GL | Pioneer Mobile Arena |  | Coastal Glider | CGVN-PC | -- | CGVN-PC | -- | Coastal Glider | CG | Battery | CGVN-PC | CGVN-PC
GA01SUMO | Global Argentine Basin | 5200 m | Global Surface Mooring | FBB250 (2) Iridium 9522(2) Iridium SBD (2) Freewave (2) Wi-Fi (1) | Global Standard Power Surface Buoy | Full-Function w/ GPS (2) | Motion Pack | Standard Power Surface Moorings | SM | Standard | DCL-PCFP | MMWireless
GA02HYPM | Global Argentine Basin | 5200 m | Global Hybrid Profiler Mooring | GPVN-PC | -- | SIO Controller | -- | Hybrid Profiler Moorings | GP | Battery | SIO-PC | GPVN-PC
GA03FLMA | Global Argentine Basin | 5200 m | Global Subsurface Flanking Moorings | (ACOMM via Glider) | Subsurface Float @ 40 m | SIO Controller | -- | Low Power Sub-surface Moorings | FM | Battery | SIO-PC | ACOMM
GA03FLMB | Global Argentine Basin | 5200 m | Global Subsurface Flanking Moorings | (ACOMM via Glider) | Subsurface Float @ 40 m | SIO Controller | -- | Low Power Sub-surface Moorings | FM | Battery | SIO-PC | ACOMM
GA05MOAS-GL | Argentine Mobile Arena |  | Open Ocean Glider | OGVN-PC | -- | OGVN-PC | -- | Open Ocean Glider | OG | Battery | OGVN-PC | OGVN-PC
GI01SUMO | Global Irminger Sea | 2800 m | Global Surface Mooring | FBB250 (2) Iridium 9522(2) Iridium SBD (2) Freewave (2) Wi-Fi (1) | Global Standard Power Surface Buoy | Full-Function w/ GPS (2) | Motion Pack | Standard Power Surface Moorings | SM | Standard | DCL-PCFP | MMWireless
GI02HYPM | Global Irminger Sea | 2800 m | Global Hybrid Profiler Mooring | GPVN-PC | -- | SIO Controller | -- | Hybrid Profiler Moorings | GP | Battery | SIO-PC | GPVN-PC
GI03FLMA | Global Irminger Sea | 2800 m | Global Subsurface Flanking Moorings | (ACOMM via Glider) | Subsurface Float @ 40 m | SIO Controller | -- | Low Power Sub-surface Moorings | FM | Battery | SIO-PC | ACOMM
GI03FLMB | Global Irminger Sea | 2800 m | Global Subsurface Flanking Moorings | (ACOMM via Glider) | Subsurface Float @ 40 m | SIO Controller | -- | Low Power Sub-surface Moorings | FM | Battery | SIO-PC | ACOMM
GI05MOAS-GL | Irminger Mobile Arena |  | Open Ocean Glider | OGVN-PC | -- | OGVN-PC | -- | Open Ocean Glider | OG | Battery | OGVN-PC | OGVN-PC
GP02HYPM | Global Station Papa | 4250 m | Global Hybrid Profiler Mooring | GPVN-PC | -- | SIO Controller | -- | Hybrid Profiler Moorings | GP | Battery | SIO-PC | GPVN-PC
GP03FLMA | Global Station Papa | 4250 m | Global Subsurface Flanking Moorings | (ACOMM via Glider) | Subsurface Float @ 40 m | SIO Controller | -- | Low Power Sub-surface Moorings | FM | Battery | SIO-PC | ACOMM
GP03FLMB | Global Station Papa | 4250 m | Global Subsurface Flanking Moorings | (ACOMM via Glider) | Subsurface Float @ 40 m | SIO Controller | -- | Low Power Sub-surface Moorings | FM | Battery | SIO-PC | ACOMM
GP05MOAS-GL | Papa Mobile Arena |  | Open Ocean Glider | OGVN-PC | -- | OGVN-PC | -- | Open Ocean Glider | OG | Battery | OGVN-PC | OGVN-PC
GS01SUMO | Global Southern Ocean | 4800 m | Global Surface Mooring | FBB250 (2) Iridium 9522(2) Iridium SBD (2) Freewave (2) Wi-Fi (1) | Global Standard Power Surface Buoy | Full-Function w/ GPS (2) | Motion Pack | Standard Power Surface Moorings | SM | Standard | DCL-PCFP | MMWireless
GS02HYPM | Global Southern Ocean | 4800 m | Global Hybrid Profiler Mooring | GPVN-PC | Subsurface Float @ 230 m | SIO Controller | -- | Hybrid Profiler Moorings | GP | Battery | SIO-PC | GPVN-PC
GS03FLMA | Global Southern Ocean | 4800 m | Global Subsurface Flanking Moorings | (ACOMM via Glider) | Subsurface Float @ 40 m | SIO Controller | -- | Low Power Sub-surface Moorings | FM | Battery | SIO-PC | ACOMM
GS03FLMB | Global Southern Ocean | 4800 m | Global Subsurface Flanking Moorings | (ACOMM via Glider) | Subsurface Float @ 40 m | SIO Controller | -- | Low Power Sub-surface Moorings | FM | Battery | SIO-PC | ACOMM
GS05MOAS-GL | Souther Mobile Arena |  | Open Ocean Glider | OGVN-PC | -- | OGVN-PC | -- | Open Ocean Glider | OG | Battery | OGVN-PC | OGVN-PC

## DataProducts
Data Product Code | Level | Sub Product | Param Dict Name | Marine IO | Instrument Series | Other Override?? | Comments
VELPROF | L0 | VELPROF-VLE | adcp_pd0_earth_parsed | CG | ADCPA; ADCPS-J,L,N; ADCPT-F,G,C,M
VELPROF | L0 | VELPROF-VLN | adcp_pd0_earth_parsed | CG | ADCPA; ADCPS-J,L,N; ADCPT-F,G,C,M
VELPROF | L0 | VELPROF-VLU | adcp_pd0_earth_parsed | CG | ADCPA; ADCPS-J,L,N; ADCPT-F,G,C,M
VELPROF | L0 | VELPROF-ERR | adcp_pd0_earth_parsed | CG | ADCPA; ADCPS-J,L,N; ADCPT-F,G,C,M
VELPROF | L1 | VELPROF-VLE | adcp_pd0_earth_parsed | CG | ADCPA; ADCPS-J,L,N; ADCPT-F,G,C,M
VELPROF | L1 | VELPROF-VLN | adcp_pd0_earth_parsed | CG | ADCPA; ADCPS-J,L,N; ADCPT-F,G,C,M
VELPROF | L1 | VELPROF-VLU | adcp_pd0_earth_parsed | CG | ADCPA; ADCPS-J,L,N; ADCPT-F,G,C,M
VELPROF | L1 | VELPROF-ERR | adcp_pd0_earth_parsed | CG | ADCPA; ADCPS-J,L,N; ADCPT-F,G,C,M
VELPROF | L0 | VELPROF-B1 | adcp_pd0_beam_parsed | RSN | ADCPS-I,K; ADCPT-B,D,E
VELPROF | L0 | VELPROF-B2 | adcp_pd0_beam_parsed | RSN | ADCPS-I,K; ADCPT-B,D,E
VELPROF | L0 | VELPROF-B3 | adcp_pd0_beam_parsed | RSN | ADCPS-I,K; ADCPT-B,D,E
VELPROF | L0 | VELPROF-B4 | adcp_pd0_beam_parsed | RSN | ADCPS-I,K; ADCPT-B,D,E
VELPROF | L1 | VELPROF-VLE | adcp_pd0_beam_parsed | RSN | ADCPS-I,K; ADCPT-B,D,E
VELPROF | L1 | VELPROF-VLN | adcp_pd0_beam_parsed | RSN | ADCPS-I,K; ADCPT-B,D,E
VELPROF | L1 | VELPROF-VLU | adcp_pd0_beam_parsed | RSN | ADCPS-I,K; ADCPT-B,D,E
VELPROF | L1 | VELPROF-ERR | adcp_pd0_beam_parsed | RSN | ADCPS-I,K; ADCPT-B,D,E

## Instruments
Instrument Code | Disable | Deploy Date | Comment