## Series
Class Code | Series | Alan Class/Series (if different) | Description | Manufacturer/Model | CGSN Instances | EA Instances | RSN Instances | Deployment Location(s) | IOS Complete Date | Deployment Date | Deployment Type (IA or DA) | Driver Need Date | IDD Complete Date | Dataset Agent Need Date | SAF Alternative Name | Name Extension | First Availability | Array | Comment | Check 5/3 | IA | IA Code | DA RT | DA RT Code | DA PR | DA PR Code | Connection | Tier 1 | IA Pull Mode | RT Data Full | Size Per Sample | Issues
ADCPA | M |  | Velocity Profile Mobile Asset | Teledyne RDI Explorer DVL 600 kHz | 9 | 6 | N/A | EA glider Pioneer glider | N/A | 2013-10 2013-11 | DA | N/A |  | 2013-10 2013-11 | Velocity Profiler (short range) for mobile assets | [5 empty] | No | [5 empty] | Indirect
ADCPA | N |  |  | Unassigned | 3 | N/A | N/A | Pioneer AUV | N/A | 4Q-2014 | DA | N/A |  | 2014-10 | Velocity Profiler (short range) for mobile assets | [5 empty] | No | [5 empty] | Indirect
ADCPS | I |  | Velocity Profile Long Range | Teledyne RDI Workhorse Long Ranger Monitor 75 kHz | N/A | 1 | N/A | EA OSBP |  | 2013-07 | IA | 2013-05-01 | N/A | N/A | Velocity Profiler (long range) |  | 2013-08 | RS |  | ok | Yes | ADCPS_I |  |  |  |  | Direct |  |  | Yes
ADCPS | J |  |  | Teledyne RDI Workhorse Long Ranger Sentinel 75 kHz RS-232 | 1 | 1 | N/A | Pioneer OSSM Endurance WA OSSM |  | 2Q-2014 4Q-2014 | IA+DA | 2013-11-01 | N/A | 4Q-2014 | Velocity Profiler (long range) | [11 empty] | TBD
ADCPS | K |  |  | Teledyne RDI Workhorse Long Ranger Monitor 75 kHz | N/A | N/A | 1 | Hydrate Summit | 2013-03-08 | 3Q-2014 | IA | 2014-05-01 | N/A | N/A | Velocity Profiler (long range) | [5 empty] | Yes | ADCPS_K |  |  |  |  | Direct
ADCPS | L |  |  | Teledyne RDI Workhorse Long Ranger Sentinel 75 kHz RS-422 | 2+6 | 1 | N/A | Papa MFM Pioneer UOPM AR/IR/SO MFM | N/A | 2013-07 2013-11 3Q-2014 | DA | N/A | (5/1/2013) | 3Q-2014 2013-11 3Q-2015 | Velocity Profiler (long range) |  | 2013-07 | GP |  | ok |  |  |  | DART_ADCPS_L | Yes |  | Indirect
ADCPS | N |  |  | Teledyne RDI Workhorse Long Ranger Sentinel 75 kHz Inductive | 3 | N/A | N/A | AR/IR/SO surface |  | 3Q-2014 | IA+DA | 2014-02-01 | N/A | 3Q-2015 | Velocity Profiler (long range) | [11 empty] | TBD
ADCPT | A |  | Velocity Profile Short Range | Teledyne RDI Workhorse Sentinel 300/600 kHz | N/A | 2 | N/A | EA OR+WA SHSM |  | 4Q-2014 | IA+DA | 2014-05-01 | N/A | 2Q-2015 | Velocity Profiler (short range) | [11 empty] | TBD
ADCPT | B |  |  | Teledyne RDI Workhorse Sentinel 300 kHz | N/A | 1 | N/A | EA OR SHBP | 2013-01-23 | 3Q-2014 | IA | 2014-05-01 | N/A | N/A | Velocity Profiler (short range) | [5 empty] | Yes | ADCPT_B |  |  |  |  | Direct
ADCPT | C |  |  | Teledyne RDI Workhorse Sentinel 300/600 kHz (A IOS) | N/A | 3 | N/A | EA OR+WA OSSM EA WA SHSM |  | 4Q-2014 4Q-2014 | IA+DA | 2014-05-01 | N/A | 2Q-2015 | Velocity Profiler (short range) | [11 empty] | TBD
ADCPT | D |  |  | Teledyne RDI Quartermaster Monitor 150 kHz/1500 m housing | N/A | N/A | 2 | Axial+Slope Profilers |  | 3Q-2014 | IA | 2014-05-01 | N/A | N/A | Velocity Profiler (short range) | [6 empty] | ADCPT_DE |  |  |  |  | TBD
ADCPT | E |  |  | Teledyne RDI Quartermaster Monitor 150 kHz/6000 m housing | N/A | N/A | 2 | Axial+Slope Profilers |  | 3Q-2014 | IA | 2014-05-01 | N/A | N/A | Velocity Profiler (short range)
ADCPT | F |  |  | Teledyne RDI Workhorse Monitor 150 kHz | 2 | N/A | N/A | Pioneer CNSM Pioneer ISSM | 2012-12-07 | 2013-11 2Q-2014 | IA+DA | 2014-07-01 |  | 2Q-2014 | Velocity Profiler (short range) | [5 empty] | Yes | ADCPT_F |  |  | Yes |  | Presence
ADCPT | G |  |  | Teledyne RDI Workhorse Monitor 150 kHz (inductive) | 2 | N/A | N/A | Pioneer WFP | N/A | 2013-11 | DA | N/A |  | 2Q-2014 | Velocity Profiler (short range) | [5 empty] | No | [5 empty] | Indirect
ADCPT | M |  |  | Teledyne RDI Workhorse Sentinel 300/600 kHz with Wave Gauge Acquisition | N/A | 2 | N/A | EA OR ISSM EA WA ISSM | N/A | 2013-10 2Q-2014 | DA | N/A |  | 2013-10 2Q-2014 | Velocity Profiler (short range) | [5 empty] | Yes | [5 empty] | Direct
BOTPT | A |  | Bottom Pressure Tilt | PMEL (non-commercial) | N/A | N/A | 3 | Axial | 2013-02-22 | 2013-08 | IA | 2013-06-01 | N/A | N/A | Bottom Pressure and Tilt |  | 2013-08 | RS | driver late, may not get deployed | ok | Yes | BOTPT_A |  |  |  |  | Direct |  |  |  |  | Needs 4+1 drivers/agents/stream sets
CAMDS | A |  | Camera Digital Still Strobe | Kongsberg Custom w/pan/tilt and LED lighting-uncabled | N/A | 4 | N/A | EA OR ISSM EA WA ISSM EA WA SHSM EA WA OSSM | 2013-02-26 | 4Q-2014 | IA+DA | 2014-05-01 |  | 4Q-2014 2Q-2015 | Digital Still Camera with Strobes | [5 empty] | Yes | CAMDS_A |  |  |  |  | Direct
CAMDS | B |  |  | Kongsberg Custom w/ pan/tilt and LED lighting-cabled | N/A | 1+1 | 2 | Axial EA OSBP Hydrate Summit EA SHBP | 2013-02-26 | 2013-08 3Q-2014 3Q-2014 | IA | 2014-06-01 | N/A | N/A | Digital Still Camera with Strobes |  | 2013-08 | RS | driver late, may not get deployed | ok | Yes | CAMDS_B |  |  |  |  | Direct
CAMDS | C |  |  |  | N/A | N/A | 2 | Axial+Slope Profilers | 2013-02-26 | 3Q-2014 | IA | 2014-05-01 | N/A | N/A | Digital Still Camera with Strobes
CAMHD | A |  | Camera Digital Video HD | SubC Control/ROS | N/A | N/A | 1 | Axial |  | 2013-08 | IA | 2013-06-01 | N/A | N/A | HD Digital Video Camera with Strobes |  | 2013-08 | RS | driver late, may not get deployed | ok | Yes | CAMHD_A |  |  |  |  | Direct
CTDAV | N |  | CTD AUV |  | 3 | N/A | N/A | Pioneer AUV | N/A | 4Q-2014 | DA | N/A |  | 4Q-2014 | CTD AUV | [5 empty] | No | [5 empty] | Indirect
CTDBP | C |  | CTD Bottom Pumped | Seabird 16plusV2/600 m housing/100 m strain gauge/5p pump | 3 | 1+8 | N/A | EA OR ISSM Pioneer CNSM Pioneer surface EA surface | 2012-11-13 | 2013-10 2013-11 2Q-2014 4Q-2014 | DA IA | 2013-07-01 |  | 2013-10 2Q-2014 | CTD Pumped | [5 empty] | Yes | CTDBP_CDEF |  |  | Yes |  | Presence
CTDBP | D |  |  | Seabird 16plusV2/600 m housing/350 m strain gauge/5p pump | 2 | N/A | N/A | Pioneer CNSM Pioneer ISSM | 2012-11-13 | 2013-11 2Q-2014 | IA+DA | 2013-07-01 |  | 2Q-2014 | CTD Pumped | [5 empty] | Yes | CTDBP_CDEF |  |  | Yes |  | Presence
CTDBP | E |  |  | Seabird 16plusV2/600 m housing/600 m strain gauge/5p pump | 1 | 1 | N/A | Pioneer OSSM EA OR OSSM | 2012-11-13 | 2Q-2014 4Q-2014 | IA+DA | 2013-11-01 |  | 4Q-2014 2Q-2015 | CTD Pumped | [6 empty] | CTDBP_CDEF |  |  |  |  | TBD
CTDBP | F |  |  | Seabird 16plusV2/7000 m housing/100 m strain gauge/5t pump | 3 | N/A | N/A | IR/AR/SO surface | 2012-11-13 | 3Q-2014 | IA+DA | 2014-02-01 |  | 2Q-2015 | CTD Pumped | [6 empty] | CTDBP_CDEF |  |  |  |  | TBD
CTDBP | N |  |  | Seabird 16plusV2/600 m housing/130 m Digiquartz/5p pump + optode | N/A | 1 | N/A | EA OR SHBP | 2012-09-17 | 3Q-2014 | IA | 2014-05-01 | N/A | N/A | CTD Pumped | [5 empty] | Yes | CTDBP_N |  |  |  |  | Direct
CTDBP | O |  |  | Seabird 16plusV2/600 m housing/680 m Digiquartz/5p pump + optode | N/A | 1 | N/A | EA OR OSBP | 2012-09-17 | 2013-07 | IA | 2013-05-01 | N/A | N/A | CTD Pumped |  | 2013-08 | RS |  | ok | Yes | CTDBP_O |  |  |  |  | Direct
CTDGV | M |  | CTD Glider |  | 3+15 | 3+3 | N/A | Papa EA Pioneer IR/AR/SO | N/A | 2013-07 2013-10 2013-11 3Q-2014 | DA | N/A |  | 2013-07 2013-10 2013-11 3Q-2014 | CTD Glider |  | 2013-07 | GP |  | ok | No |  |  | DART_CTDGV_M | Yes |  | Indirect
CTDMO | G |  | CTD Mooring | Seabird 371M/1000 m pressure sensor/inductive | 18+27 | N/A | N/A | Papa MFM IR/AR/SO MFM | N/A | 2013-07 3Q-2014 | DA | N/A |  | 3Q-2014 2Q-2015 | CTD Mooring (Inductive) |  | 2013-07 | GP |  | ok |  |  |  | DART_CTDMO_GH | Yes |  | Indirect
CTDMO | H |  |  | Seabird 371M/3500 m pressure sensor/inductive | 6+18 | N/A | N/A | Papa MFM IR/AR/SO MFM | N/A | 2013-07 3Q-2014 | DA | N/A |  | 3Q-2014 2Q-2015 | CTD Mooring (Inductive) |  | 2013-07 | GP |  | ok-confirm |  |  |  | DART_CTDMO_GH | Yes |  | Indirect
CTDMO | Q |  |  | Seabird 371M/1000 m pressure sensor/inductive | 27 | N/A | N/A | IR/AR/SO surface | 2012-11-13 | 3Q-2014 | IA+DA | 2014-02-01 | N/A | 2Q-2015 | CTD Mooring (Inductive) | [6 empty] | CTDMO_QR |  |  |  |  | TBD
CTDMO | R |  |  | Seabird 371M/3500 m pressure sensor/inductive | 9 | N/A | N/A | IR/AR/SO surface | 2012-11-13 | 3Q-2014 | IA+DA | 2014-02-01 | N/A | 2Q-2015 | CTD Mooring (Inductive)
CTDPF | A | CTDPF-Aa | CTD Profiler | Seabird 16plusV2/600 m/19plusV2 firmware/Aandera optode | N/A | 2? | 4? | Axial+Slope Profilers EA OR OSHY | 2012-06-21 | 3Q-2014 | IA | 2014-05-01 |  | N/A | CTD Profiler | [6 empty] | CTDPF_AaB |  |  |  |  | TBD
CTDPF | Ab | CTDPF-Ab |  | Seabird 16plusV2/600 m/ 19plusV2 firmware/SBE43 optode | N/A | 2? | 4? | EA OR OSHY Axial+Slope Profilers | 2012-06-21 | 3Q-2014 | IA | 2014-05-01 |  | N/A | [7 empty] | CTDPF_Ab
CTDPF | B |  |  | Seabird 16plusV2/7000 m/19plusV2 firmware/Aandera optode | N/A | N/A | 2 | Axial+Slope Profilers | 2012-06-21 | 3Q-2014 | IA | 2014-05-01 | N/A | N/A | CTD Profiler
CTDPF | C | [13 empty] | CTD Profiler | [6 empty] | CTDPF_C |  |  |  |  | TBD
CTDPF | J | [13 empty] | CTD Profiler | [5 empty] | No | [5 empty] | Indirect
CTDPF | K |  |  | SBE-52MP | 4 | 1 | N/A | Pioneer WFP EA WFP | N/A | 2013-11 2Q-2014 | DA | N/A |  | 2Q-2014 4Q-2014 | CTD Profiler
CTDPF | L |  |  | SBE-52MP | 2+5 | 1 | 2 | Papa Axial+Shelf Profiler IR/AR/SA HYPM EA OSHY |  | 2013-07 3Q-2014 | DA IA | 2014-05-01 |  | 2013-07 3Q-2014 | CTD Profiler |  | 2013-07 | GP |  | ok |  |  |  | DART_CTDPF_KL | Yes
CTDPF | R | CTDPF-0 |  | unassigned | 1+6 | 4 | N/A | Papa WFP IR/AR/SO HYPM EA OSHY Pioneer SPP | N/A | 2013-07 3Q-2014 4Q-2014 | DA | N/A |  |  | CTD Profiler
DOFST | A |  | Dissolved Oxygen Fast Response | SBE-43 | N/A | 1 | 2 | Axial+Slope Profiler EA OSHY |  | 3Q-2014 | IA | 2014-05-01 | N/A | N/A | Dissolved Oxygen Fast Response | [6 empty] | DOFST_A |  |  |  |  | TBD
DOFST | J | DOFST-0 |  | unassigned | 2 | 4 |  | EA+Pioneer SPP | N/A | 4Q-2014 | IA+DA | 2014-05-01 |  | 2Q-2015 | Dissolved Oxygen Fast Response
DOFST | K |  |  | SBE-43 | 5 | 1 | N/A | Pioneer WFP EA WA WFP | N/A | 2013-11 2Q-2014 | DA | N/A |  | 2Q-2014 4Q-2014 | Dissolved Oxygen Fast Response
DOSTA | A | [13 empty] | Dissolved Oxygen Stable Response | [6 empty] | DOSTA_A |  |  |  |  | TBD
DOSTA | B | [13 empty] | Dissolved Oxygen Stable Response
DOSTA | C | [13 empty] | Dissolved Oxygen Stable Response
DOSTA | D |  | Dissolved Oxygen Stable | Aandera Optode 4831 | 4+10 | 3+11 | 6 | EA OSBP Papa MFM EA OR ISSM Pioneer CNSM IR/AR/SO surface Axial+Slope Profilers EA surface | 2013-02-22 | 2013-07 2013-07 2013-10 2013-11 3Q-2014 4Q-2014 | IA+DA | 2013-05-01 |  | 3Q-2014 2Q-2014 2Q-2015 | Dissolved Oxygen Stable Response |  | 2013-08 | RS,GA | 2 different regimes!!! | ok-GP,ok-RSN | Yes | DOSTA_D |  | DART_DOSTA_D | Yes |  | Direct
DOSTA | K | [13 empty] | Dissolved Oxygen Stable Response
DOSTA | L |  |  | Aandera Optode 4330 | 2+5 | N/A | N/A | Papa HYPM IR/AR/SO HYPM | N/A | 2013-07 3Q-2014 | DA | N/A |  | 2013-07 3Q-2014 | Dissolved Oxygen Stable Response |  | 2013-07 | GP |  | ok |  |  |  | DART_DOSTA_L | Yes |  | Indirect
DOSTA | M |  |  | Aandera Optode 4831 | 6+12 | 3+3 | N/A | Papa gliders EA gliders Pioneer gliders Global gliders | N/A | 2013-07 2013-10 2013-11 3Q-2014 | DA | N/A |  | 2013-07 2013-10 2013-11 3Q-2014 | Dissolved Oxygen Stable Response |  | 2013-07 | GP |  | ok | No |  |  | DART_DOSTA_M | Yes |  | Indirect
DOSTA | N |  |  | Aandera Optode 4330 | 3 | N/A | N/A | Pioneer AUV | N/A | 4Q-2014 | DA | N/A |  | 4Q-2014 | Dissolved Oxygen Stable Response | [5 empty] | No | [5 empty] | Indirect
DOSTA | O | [13 empty] | Dissolved Oxygen Stable Response |  | 2014 | GP | postponed |  | No | [5 empty] | Indirect
FDCHP | 0 | [13 empty] | Direct Covariance Flux | [6 empty] | FDCHP_A |  |  |  |  | TBD
FDCHP | A |  | Direct Covariance Flux | Non-commercial | 4 | N/A | N/A | Pioneer CNSM IR/SO surface | (1/1/2014) | 2Q-2014 3Q-2014 | IA+DA | 2013-07-01 |  | 2Q-2014 2Q-2015 | Direct Covariance Flux
FDCLP | 0 | [13 empty] | Direct Covariance Flux (Low Power) - DEPRECATED
FDCLP | A | [13 empty] | Direct Covariance Flux (Low Power) - DEPRECATED
FLOBN | A |  | Benthic Flow | UW (non-commercial) | N/A | N/A | 1 | Hydrate | N/A | 2013-06 | DA | N/A |  | 3Q-2014 | Benthic Fluid Flow |  | 2013-08 |  | Post recovery | ok | No |  | No |  | Yes |  | None
FLORD | A | [13 empty] | 2-Wavelength Fluorometer | [6 empty] | FLORD_A |  |  |  |  | TBD
FLORD | D |  | Fluorometer Two Wavelength | Wetlabs ECO Triplet-w | N/A | N/A | 2 | Axial+Slope Profilers | (1/1/2014) | 3Q-2014 | IA | 2014-05-01 | N/A | N/A | 2-Wavelength Fluorometer
FLORD | E | [13 empty] | 2-Wavelength Fluorometer
FLORD | L |  |  | Wetlabs FLBBRTD | 7 | N/A | N/A | IR/Papa/AR/SO HYPM | N/A | 3Q-2014 | DA | N/A |  | 3Q-2014 | 2-Wavelength Fluorometer |  | 2013-07 | GP |  | ok | No |  |  | DART_FLORD_L | Yes |  | Indirect
FLORD | M |  |  | Wetlabs ECO Triplet | 3+9 | N/A | N/A | Papa gliders IR/AR/SO gliders | N/A | 2013-07 3Q-2014 | DA | N/A |  | 2013-07 3Q-2014 | 2-Wavelength Fluorometer |  | 2013-07 | GP |  | ok | No |  |  | DART_FLORD_M | Yes |  | Indirect
FLORD | O | FLORD-0 |  | unassigned | 4 | N/A | N/A | IR/Papa/AR/SO HYPM | N/A | 3Q-2014 | DA | N/A |  | 3Q-2014 2Q-2015 | 2-Wavelength Fluorometer | [5 empty] | No | [5 empty] | Indirect
FLORT | A |  | Fluorometer Three Wavelength | Wetlabs FLNUTRND+FLCDRTD | N/A | 1 | 2 | Axial+Slope Profiler EA OSHY |  | 3Q-2014 | IA | 2014-05-01 | N/A | N/A | 3-Wavelength Fluorometer | [6 empty] | FLORT_A |  |  |  |  | TBD
FLORT | B | [13 empty] | 3-Wavelength Fluorometer
FLORT | D |  | Fluorometer Three Wavelength | Wetlabs ECO Triplet-w | 6+8 | 2+5 | 2 | Papa MFM EA ISSM Pioneer CNSM Pioneer ISSM+OSSM Global surface+MFM EA SHSM+OSSM Axial+Slope Profilers | 2013-01-25 | 2013-07 2013-10 2013-11 2Q-2014 3Q-2014 4Q-2014 | IA+DA | 2013-07-01 |  | 3Q-2014 2Q-2014 2Q-2015 | 3-Wavelength Fluorometer |  | 2013-07 | GP |  | ok | No |  |  | DART_FLORT_D | Yes |  | Indirect
FLORT | J | FLORT-0 |  | unassigned | 2 | 4 | N/A | EA/Pioneer SPP | N/A | 4Q-2014 | DA | N/A |  | 4Q-2014 | 3-Wavelength Fluorometer | [5 empty] | No | [5 empty] | Indirect
FLORT | K |  |  | Wetlabs ECO Triplet | 5 | 1 | N/A | Pioneer WFP EA WFP | N/A | 2013-11 2Q-2014 | DA | N/A |  | 2Q-2014 2Q-2015 | 3-Wavelength Fluorometer | [5 empty] | No | [5 empty] | Indirect
FLORT | M |  |  | Wetlabs ECO Puck | 6 | 6 | N/A | EA/Pioneer gliders | N/A | 2013-10 2013-11 | DA | N/A |  | 2013-10 2013-11 | 3-Wavelength Fluorometer | [5 empty] | No | [5 empty] | Indirect
FLORT | N |  |  | unassigned | 3 | N/A | N/A | Pioneer AUV | N/A | 4Q-2014 | DA | N/A |  | 4Q-2014 | 3-Wavelength Fluorometer | [5 empty] | No | [5 empty] | Indirect
HPIES | A |  | Horizontal Electric Field/PIES | UW/APL (non-commercial) | N/A | N/A | 2 | Axial+Slope Profilers |  | 3Q-2014 | IA | 2014-05-01 | N/A | N/A | Horizontal Electric Field, Pressure and Inverted Echo Sounder | [6 empty] | HPIES_A |  |  |  |  | TBD
HYDBB | A |  | Broadband Hydrophone Passive | Ocean Sonics icListen HF | N/A | 1+1 | 4 | EA OR OSBP EA OR SHBP Axial+Slope Profilers |  | 2013-07 3Q-2014 | IA | 2013-05-01 | N/A | N/A | Broadband Acoustic Receiver (Hydrophone) |  | 2013-08 | RS | driver late, may not get deployed | ok | Yes | HYDBB_A_ORB |  |  |  |  | Direct | Yes
HYDLF | A |  | Low Frequency Hydrophone Passive | High-Tech HTI-90-U | N/A | N/A | 5 | Axial Hydrate Summit | 2013-02-08 | 2013-08 3Q-2014 | IA | 2013-06-01 | N/A | N/A | Low Frequency Broadband Acoustic Receiver (Hydrophone) on Seafloor |  | 2013-08 | RS | driver late, may not get deployed | ok | Yes | HYDLF_A_ORB |  |  |  |  | Direct | Yes
MASSP | A |  | Mass Spectrometer | Harvard University (non-commercial) | N/A | N/A | 2 | Axial Hydrate Summit | 2013-03-20 | 2013-08 3Q-2014 | IA | 2013-06-01 | N/A | N/A | Mass Spectrometer |  | 2013-08 | RS | driver late, may not get deployed | ok | Yes | MASSP_A |  |  |  |  | Direct
METBK | A |  | Bulk Meteorology (data logger connected to 7 sensor modules making 9 measurements) |  | 1+5 | 4 | N/A | Pioneer CNSM Pioneer ISSM+OSSM IR/AR/SO surface EA surface | (4/10/2013) | 2013-11 2Q-2014 3Q-2014 4Q-2014 | IA+DA | 2013-07-01 |  | 2Q-2014 2Q-2015 | Bulk Meteorology Instrument Package | [5 empty] | Yes | METBK_A_CI |  |  | Yes |  | Presence
MOPAK | AX |  | Motion Package |  |  |  |  | Pioneer CNSM? |  | 2013-11? | DA | N/A
NUTNR | A |  | Nutrient Nitrate | Satlantic deep SUNA | N/A | 1 | 2 | Axial+Slope Profiler EA OSHY | 2012-10-11 | 3Q-2014 4Q-2014 | IA |  | N/A | N/A | Nitrate | [6 empty] | NUTNR_A |  |  |  |  | TBD
NUTNR | B |  |  | Satlantic ISUS V3 | 1+2 | 1+5 | N/A | EA ISSM Pioneer CNSM Pioneer ISSM+OSSM EA SHSM+OSSM | 2012-10-11 | 2013-10 2013-11 3Q-2014 4Q-2014 | IA+DA | 2013-07-01 |  | 2013-10 2013-11 2Q-2014 2Q-2015 | Nitrate | [5 empty] | Yes | NUTNR_B_CI |  |  | Yes |  | Presence
NUTNR | J | [13 empty] | Nitrate | [5 empty] | No | [5 empty] | Indirect
NUTNR | N |  |  | Satlantic SUNA | 3 | N/A | N/A | Pioneer AUV | N/A | 4Q-2014 | DA | N/A |  | 4Q-2014 | Nitrate | [5 empty] | No | [5 empty] | Indirect
NUTNR | O | NUTNR-0 |  | unassigned | 6 | 4 | N/A | IR/Papa/AR/SO HYPM EA SPP | N/A | 3Q-2014 4Q-2014 | DA | N/A |  | 3Q-2014 4Q-2014 | Nitrate | [5 empty] | No | [5 empty] | Indirect
OBSBB | A | OBSBB/K-A | Seismometer BB Triaxial Acceleration | Guralp CMG-1T/CMG-5T | N/A | N/A | 4+1 | Slope Axial Hydrate Summit |  | 2013-06 2013-08 3Q-2014 | IA | 2013-05-01 | N/A | N/A | Broadband Ocean Bottom Seismometer |  | 2013-08 | RS | driver late, may not get deployed | ok | Yes | OBSBB_ORB |  |  |  |  | Direct | Yes
OBSBK | A | OBSBB/K-A | Seismometer BB Triaxial Acceleration | Guralp CMG-1T/CMG-5T | N/A | N/A | 4+1 | Slope Axial Hydrate Summit |  | 2013-06 2013-08 3Q-2014 | IA | 2013-05-01 | N/A | N/A | Broadband Ocean Bottom Seismometer |  | 2013-08 | RS | driver late, may not get deployed | ok | Yes | OBSBK_ORB |  |  |  |  | Direct | Yes
OBSSK | A | [13 empty] | Short-Period Ocean Bottom Seismometer | [12 empty] | Yes
OBSSP | A |  | Seismometer Short Period | Guralp custom | N/A | N/A | 5+3 | Axial Hydrate Summit |  | 2013-08 3Q-2014 | IA | 2013-06-01 | N/A | N/A | Short-Period Ocean Bottom Seismometer |  | 2013-08 | RS | driver late, may not get deployed | ok | Yes | OBSSP_ORB |  |  |  |  | Direct | Yes
OPTAA | A | [13 empty] | Absorption Spectrophotometer | [6 empty] | OPATAA_A |  |  |  |  | TBD
OPTAA | B | [13 empty] | Absorption Spectrophotometer |  |  |  | maybe 2013-08 according to Alan
OPTAA | C |  | Optical Absorption | Wet Labs AC-S deep w/pump | N/A | 1+1 | 4 | EA OSBP Axial+Slope Profilers EA OSSM | 2013-01-14 | 2013-07 3Q-2014 4Q-2014 | IA+DA | 2013-05-01 |  | 2Q-2015 | Absorption Spectrophotometer |  | 2013-08 | RS |  | ok | Yes | OPTAA_CD |  |  |  |  | Direct
OPTAA | D |  |  | Wet Labs AC-S w/pump | 1+5 | 2+9 | 2 | EA OSBP EA ISSP Pioneer CNSM Axial+Slope Profilers EA surface | 2013-01-14 | 2013-07 2013-10 2013-11 3Q-2014 4Q-2014 | IA+DA | 2013-05-01 |  | 2013-10 2Q-2014 | Absorption Spectrophotometer | [5 empty] | Yes | OPTAA_CD |  |  |  |  | Direct
OPTAA | J | [13 empty] | Absorption Spectrophotometer | [5 empty] | No | [5 empty] | Indirect
OPTAA | O | OPTAA-0 |  | unassigned | 1+5 | 1+3 | N/A | IR/Papa/AR/SO HYPM Pioneer SPP EA SPP | N/A | 3Q-2014 4Q-2014 | DA | N/A |  | 3Q-2014 4Q-2014 | Absorption Spectrophotometer | [5 empty] | No | [5 empty] | Indirect
OSMOI | A |  | Osmotic Water Sampler | TLR, Inc | N/A | N/A | 2 | Hydrate Axial | N/A | 2013-06 2013-08 | DA | N/A |  |  | Osmosis-Based Water Sampler |  | 2013-08 |  | Post recovery | ok | No |  | No |  | Yes |  | None
PARAD | 1 | [13 empty] | Photosynthetically Available Radiation
PARAD | A |  | Photosynthetically Active Radiation | Satlantic digital PAR | N/A | 1 | 2 | Axial+Slope Profilers EA OSHY | 2012-07-03 | 3Q-2014 4Q-2014 | IA | 2014-05-01 | N/A | N/A | Photosynthetically Available Radiation | [6 empty] | PARAD_A |  |  |  |  | TBD
PARAD | J | PARAD-0 |  | unassigned | 5+2 | 5 | N/A | Pioneer WFP Pioneer/EA SPP | N/A | 2013-11 4Q-2014 | DA | N/A |  | 2Q-2014 2Q-2015 | Photosynthetically Available Radiation | [5 empty] | No | [5 empty] | Indirect
PARAD | K | [13 empty] | Photosynthetically Available Radiation
PARAD | M |  |  | Biospherical QSP-2155 | 6 | 3+3 | N/A | EA gliders Pioneer gliders | N/A | 2013-10 2013-11 | DA | N/A |  | 2013-10 2013-11 | Photosynthetically Available Radiation | [5 empty] | No | [5 empty] | Indirect
PARAD | N |  |  | Biospherical QSP-2150 | 3 | N/A | N/A | Pioneer AUV | N/A | 4Q-2014 | DA | N/A |  | 4Q-2014 | Photosynthetically Available Radiation | [5 empty] | No | [5 empty] | Indirect
PCO2A | A |  | pCO2 Air-Sea | Pro Oceanus PCO2-Pro | 1+5 | 4 | N/A | Pioneer CNSM Pioneer ISSP+OSSP IR/AR/SO surface EA surface | 2013-03-22 | 2013-11 2Q-2014 3Q-2014 4Q-2014 | IA+DA | 2013-07-01 |  | 2Q-2014 2Q-2015 | pCO2 Air-Sea | [5 empty] | Yes | PCO2A_A |  |  | Yes |  | Presence
PCO2W | A |  | pCO2 Water | Sunburst SAMI2 CO2 | N/A | 2 | 2 | Axial+Slope Profilers EA OR OSHY | 2012-12-04 | 3Q-2014 4Q-2014 | IA | 2014-05-01 | N/A | N/A | pCO2 Water | [6 empty] | PCO2W_A |  |  |  |  | TBD
PCO2W | B |  |  | Sunburst pCO2 pumped | 1+2 | 3+5 | N/A | EA OSBP EA ISSM Pioneer CNSM Pioneer surface EA surface | 2012-12-04 | 2013-07 2013-10 2013-11 2Q-2014 4Q-2014 | IA+DA | 2013-05-01 |  | 2013-10 2Q-2014 | pCO2 Water |  | 2013-08 | RS |  | ok | Yes | PCO2W_B |  |  |  |  | Direct
PCO2W | J | PCO2W-0 |  | unassigned | 1+5 | 4 | N/A | Papa HYPM IR/AR/SO HYPM EA SPP Pioneer SPP | N/A | 2013-07 3Q-2014 4Q-2014 | DA | N/A |  | 2013-07 3Q-2014 4Q-2014 | pCO2 Water | [11 empty] | Indirect
PCO2W | O | [13 empty] | pCO2 Water | [11 empty] | Indirect
PHSEN | A |  | pH Stable | Sunburst SAMI2 pH | N/A | 1 | 4 | Axial+Slope Profilers EA OSHY | 2013-03-15 | 3Q-2014 4Q-2014 | IA | (6/6/2013) | N/A | N/A | Seawater pH | [6 empty] | PHSEN_ADE |  |  |  |  | TBD
PHSEN | B | [13 empty] | Seawater pH | [11 empty] | TBD
PHSEN | C | [13 empty] | Seawater pH
PHSEN | D |  |  | Sunburst SAMI2 pH | 1+5 | 3+9 | N/A | EA OSBP EA ISSM Pioneer CNSM Pioneer surface EA SHBP+surface | 2013-03-15 | 2013-07 2013-10 2013-11 2Q-2014 3Q-2014 | IA+DA | 2013-05-01 |  | 2013-10 2Q-2014 | Seawater pH |  | 2013-08 | RS |  | ok | Yes | PHSEN_ADE |  |  |  |  | Direct
PHSEN | E |  |  | Sunburst SAMI2 pH | 6 | N/A | N/A | IR/AR/SO surface | 2013-03-15 | 3Q-2014 | IA+DA | 2013-02-01 |  | 2Q-2015 | Seawater pH | [6 empty] | PHSEN_ADE
PHSEN | F |  |  | Sunburst SAMI2 pH | 2+6 | N/A | N/A | Papa MFM IR/AR/SO MFM | N/A | 2013-07 3Q-2014 | DA | N/A |  | 3Q-2014 2Q-2015 | Seawater pH |  | 2013-07 | GP |  | ok | No |  |  | DART_PHSEN_F | Yes |  | Indirect
PHSEN | G | [13 empty] | Seawater pH | [5 empty] | No | [5 empty] | TBD
PPSDN | A |  | DNA Particulate Sampler | PMEL (non-commercial) | N/A | N/A | 1 | Axial | 2013-03-26 | 2013-08 | IA | 2013-06-01 | N/A | N/A | Particulate DNA Sampler |  | 2013-08 | RS | driver late, may not get deployed | ok | Yes | PPSDN_A |  |  |  |  | Direct
PRESF | A |  | Seafloor Pressure | Seabird 26plus/100 psia | N/A | 1+1 | N/A | EA OR ISSM EA WA ISSM | N/A | 2013-10 4Q-2014 | DA | N/A |  | 2013-10 | Seafloor Pressure | [5 empty] | Yes | PRESF_A |  |  |  |  | Direct
PRESF | B |  |  | Seabird 26plus/300 psia | 1+1 | 1 | N/A | Pioneer CNSM Pioneer ISSM EA WA SHSM | 2012-10-17 | 2013-11 2Q-2014 4Q-2014 | IA+DA | 2013-07-01 |  | 2Q-2014 2Q-2015 | Seafloor Pressure | [5 empty] | Yes | PRESF_B_CI |  |  | Yes |  | Presence
PRESF | C |  |  | Seabird 26plus/1000 psia | 1 | 1 | N/A | Pioneer OSSM EA OR OSSM | 2012-10-17 | 2Q-2014 4Q-2014 | IA+DA | 2013-11-01 |  | 4Q-2014 2Q-2015 | Seafloor Pressure | [5 empty] | No | [5 empty] | TBD
PREST | A |  | Seafloor Pressure Tidal | Seabird SBE-54/4000 m | N/A | N/A | 2 | Slope Axial | 2012-08-30 | 2013-06 2013-08 | IA | 2013-05-01 | N/A | N/A | Tidal Seafloor Pressure |  | 2013-08 | RS |  | ok | Yes | PREST_AB |  |  |  |  | Direct
PREST | B |  |  | Seabird SBE-54/1300 m | N/A | N/A | 1 | Hydrate Summit | 2012-08-30 | 3Q-2014 | IA | 2014-05-01 | N/A | N/A | Tidal Seafloor Pressure | [5 empty] | Yes | PREST_AB |  |  |  |  | Direct
RASFL | A |  | Water Sample Trace H2S pH | PMEL (non-commercial) | N/A | N/A | 1 | Axial | 2013-03-26 | 2013-08 | IA | 2013-06-01 | N/A | N/A | Hydrothermal Vent Fluid Interactive Sampler |  | 2013-08 | RS | driver late, may not get deployed | ok | Yes | RASFL_A |  |  |  |  | Direct |  |  |  |  | Will need 3 drivers
SPKIR | A |  | Spectral Irradiance | Satlantic OCR507 ICSW w/ midrange shutter | N/A | 1 | 2 | Axial+Slope Profilers EA OSHY | 2013-03-30 | 3Q-2014 4Q-2014 | IA | 2014-05-01 | N/A | N/A | Spectral Irradiance | [6 empty] | SPKIR_A |  |  |  |  | TBD
SPKIR | B |  |  | Satlantic OCR507 ICSW w/ midrange shutter | 1+2 | 1+5 | N/A | EA ISSM Pioneer CNSM Pioneer ISSM+OSSM EA surface | 2013-03-30 | 2013-10 2013-11 2Q-2014 4Q-2014 | IA+DA | 2013-07-01 |  | 2Q-2014 | Spectral Irradiance | [5 empty] | Yes | SPKIR_B_CI |  |  | Yes |  | Presence
SPKIR | J | [13 empty] | Spectral Irradiance | [5 empty] | No | [5 empty] | Indirect
SPKIR | O | SPKIR-0 |  | unassigned | 6 | 4 | N/A | IR/Papa/AR/SO HYPM EA/Pioneer SPP | N/A | 3Q-2014 4Q-2014 | DA | N/A |  | 3Q-2014 4Q-2014 | Spectral Irradiance | [5 empty] | No | [5 empty] | Indirect
THSPH | A |  | High Temperature H2 H2S pH | U Minn (non-commercial) | N/A | N/A | 1 | Axial |  | 3Q-2014 | IA | 2014-05-01 | N/A | N/A | Hydrothermal Vent Fluid In-situ Chemistry |  | 2014-06 |  | deferred |  | Yes | THSPH_A |  |  |  |  | Direct
TMPSF | A |  | Seafloor Temperature Array | RBR Global XR-420 custom | N/A | N/A | 1 | Axial | 2012-10-01 | 2013-08 | IA | 2013-06-01 | N/A | N/A | Diffuse Vent Fluid 3-D Temperature Array |  | 2013-08 | RS |  | ok | Yes | TMPSF_A |  |  |  |  | Direct
TRHPH | A |  | High Temperature/Resistivity | UW (non-commercial) | N/A | N/A | 1 | Axial | 2012-07-12 | 2013-08 | IA | 2013-06-01 | N/A | N/A | Hydrothermal Vent Fluid Temperature and Resistivity |  | 2013-08 | RS |  | ok | Yes | TRHPH_A |  |  |  |  | Direct
VADCP | A |  | Velocity Profile 50 m Turbid | Teledyne RDI Workhorse Sentinel Custom | N/A | N/A | 2 | Axial+Slope Profilers |  | 3Q-2014 | IA | 2014-05-01 | N/A | N/A | 5-Beam, 600 kHz Acoustic Doppler Current Profiler (= 50 m range) | [6 empty] | VADCP_A |  |  |  |  | TBD
VEL3D | A |  | Point 3D Velocity Turbid | unassigned | N/A | 1 | 2 | Axial+Slope Profilers EA OSHY |  | 3Q-2014 4Q-2014 | IA | 2014-05-01 | N/A | N/A | 3-D Single Point Velocity Meter | [6 empty] | VEL3D_A |  |  |  |  | TBD
VEL3D | B |  |  | Nobska MAVS-4 | N/A | N/A | 4 | Axial Hydrate Summit | 2012-08-24 | 2013-08 3Q-2014 | IA | 2013-06-01 | N/A | N/A | 3-D Single Point Velocity Meter |  | 2013-08 | RS |  | ok | Yes | VEL3D_B |  |  |  |  | Direct
VEL3D | C |  |  | Nortek AS Vector | N/A | 2 | N/A | EA OSBP EA SHBP | 2012-07-06 | 2013-07 3Q-2014 | IA | 2013-05-01 | N/A | N/A | 3-D Single Point Velocity Meter |  | 2013-08 | RS |  | ok | Yes | VEL3D_CD |  |  |  |  | Direct
VEL3D | D |  |  | Nortek AS Vector | N/A | 1+4 | N/A | EA OR ISSM EA SHSM+OSSM | 2012-07-06 | 2013-10 4Q-2014 | IA+DA | 2014-05-01 |  | 2Q-2014 | 3-D Single Point Velocity Meter | [5 empty] | Yes | VEL3D_CD |  |  |  |  | Direct
VEL3D | J | [13 empty] | 3-D Single Point Velocity Meter | [5 empty] | No | [5 empty] | Indirect
VEL3D | K |  |  | Nortek Aquadopp | N/A | 1 | N/A | EA WA OSPM | N/A | 4Q-2014 | DA | N/A |  | 4Q-2014 | 3-D Single Point Velocity Meter
VEL3D | L | VEL3D-0 |  | unassigned | 5+9 | 2+2 | N/A | Papa HYPM IR/AR/SO HYPM EA+Pioneer SPP | N/A | 2013-07 3Q-2014 4Q-2014 | DA | N/A |  | 2013-07 3Q-2014 4Q-2014 | 3-D Single Point Velocity Meter |  | 2013-07 | GP |  | ok | No |  |  | DART_VEL3D_L | Yes |  | Indirect
VELPT | A |  | Point Velocity 3D Turbid | Nortek AS Aquadopp 300 m | 2+6 | 2+10 | N/A | EA OR ISSM Pioneer CNSM Pioneer ISSM+OSSM IR/AR/SO surface | 2012-10-15 | 2013-10 2013-11 2Q-2014 3Q-2014 | IA+DA | 2013-07-01 |  | 2013-10 2Q-2014 2Q-2015 | Single Point Velocity Meter | [5 empty] | Yes | VELPT_A_CI |  |  | Yes |  | Presence
VELPT | B |  |  | Nortek AS Aquadopp 3000 m | 1 | N/A | N/A | Pioneer OSSM | 2012-10-15 | 2Q-2014 | IA | 2013-11-01 | N/A | N/A | Single Point Velocity Meter | [11 empty] | TBD
VELPT | D |  |  | Nortek AS Aquadopp shallow profiler | N/A | 1 | 2 | Axial+Slope Profilers EA OSHY |  | 3Q-2014 4Q-2014 | IA | 2014-05-01 | N/A | N/A | Single Point Velocity Meter
WAVSS | A |  | Wave Spectra Surface | Axis Triaxys | 1+3 | 4 | N/A | Pioneer CNSM IR/AR/SO surface EA OSSM+SHSM | 2013-03-25 | 2013-11 3Q-2014 4Q-2014 | IA | 2013-07-01 | N/A | N/A | Surface Wave Spectra | [5 empty] | Yes | WAVSS_A_CI |  |  | Yes |  | Presence
ZPLSC | A | [13 empty] | Bio-acoustic Sonar (Coastal)
ZPLSC | B |  | Zooplankton Sonar Coastal | unassigned | N/A | 2 | N/A | EA SHBP+OSHY |  | 3Q-2014 | IA | 2014-05-01 | N/A | N/A | Bio-acoustic Sonar (Coastal) | [5 empty] | Yes | ZPLSC_B |  |  |  |  | Direct
ZPLSC | C |  |  | unassigned | 3 | 3 | N/A | EA ISSM+SHSM Pioneer ISSM+CNSM+OSSM |  | 4Q-2014 | IA+DA | 2014-05-01 |  | 4Q-2014 | Bio-acoustic Sonar (Coastal) | [5 empty] | Yes | ZPLSC_C_CI |  |  | Yes |  | Presence
ZPLSG | A |  | Zooplankton Sonar Global | unassigned | 4 | N/A | N/A | Global HYPM | N/A | 4Q-2014 | DA | N/A |  | 4Q-2014 | Bio-acoustic Sonar (Global) |  | 2013-07 |  |  | ok | No |  |  | DART_ZPLSG_A | Yes |  | Indirect

## InstAgents
Agent Code | Instrument | 2013-06 Slope | 2013-07 EA | 2013-08 Axial | 2013-10 EA | 2013-11 Pioneer | 2Q-2014 | 3Q-2014 | 4Q-2014 | Developer | Active | Present | Parent IA | Comments
ADCPS_I | ADCPS-I |  | FALSE | [6 empty] | Unwin
ADCPS_J | ADCPS-J | [5 empty] | FALSE |  |  | Unwin
ADCPS_K | ADCPS-K | [6 empty] | TRUE
ADCPS_N | ADCPS-N | [6 empty] | FALSE |  | Unwin
ADCPT_A | ADCPT-A | [7 empty] | FALSE | Unwin
ADCPT_B | ADCPT-B | [6 empty] | FALSE |  | Unwin
ADCPT_C | ADCPT-C | [7 empty] | FALSE | Unwin
ADCPT_DE | ADCPT-D,E | [6 empty] | FALSE |  | Unwin
ADCPT_F | ADCPT-F |  |  |  |  | FALSE |  |  |  | Unwin
BOTPT_A | BOTPT-DL |  |  | FALSE | [5 empty] | Everett |  |  |  | Bottom Pressure/Tilt-Data Logger
BOTPT_A_I1 | BOTPT-I1 |  |  | FALSE | [5 empty] | Everett |  |  | BOTPT_A | Bottom Pressure Tilt-Nano
BOTPT_A_I2 | BOTPT-I2 |  |  | FALSE | [5 empty] | Everett |  |  | BOTPT_A | Bottom Pressure/Tilt-Lily
BOTPT_A_I3 | BOTPT-I3 |  |  | FALSE | [5 empty] | Everett |  |  | BOTPT_A | Bottom Pressure/Tilt-Iris
BOTPT_A_I4 | BOTPT-I4 |  |  | FALSE | [5 empty] | Everett |  |  | BOTPT_A | Bottom Pressure/Tilt-Heat
CAMDS_A | CAMDS-A | [7 empty] | FALSE | New2
CAMDS_B | CAMDS-B |  |  | FALSE | [5 empty] | New2
CAMDS_C | (CAMDS-C) | [6 empty] | FALSE
CAMHD_A | CAMHD |  |  | FALSE | [5 empty] | New2
CTDBP_CDEF | CTDBP-C,D,E,F |  |  |  |  | TRUE |  |  |  |  | Yes | Yes
CTDBP_N | CTDBP-N | [6 empty] | FALSE |  | Bollenbacher |  | Yes
CTDBP_O | CTDBP-O |  | FALSE | [6 empty] | Bollenbacher
CTDMO_QR | CTDMO-Q,R | [6 empty] | FALSE |  | New1
CTDPF_AaB | CTDPF-Aa,B | [6 empty] | FALSE |  | Bollenbacher
CTDPF_Ab | CTDPF-Ab | [6 empty] | FALSE |  | Bollenbacher
CTDPF_C
CTDPF_L | CTDPF-L | [6 empty] | FALSE |  | New5
D1000 | D1000 |  |  | FALSE | [5 empty] | New1,New8 |  |  |  | thermistors with RASFL/PPSDN
DOFST_A | DOFST-A | [6 empty] | FALSE
DOFST_0 | (DOFST-0) | [6 empty] | FALSE
DOSTA_A
DOSTA_D | DOSTA-D |  |  |  |  | FALSE |  |  |  | New4
FDCHP_A | FDCHP-A | [5 empty] | FALSE |  |  | New7
FLORD_A
FLORD_D | FLORD-D | [6 empty] | FALSE |  | New4
FLORT_A | FLORT-A | [6 empty] | FALSE |  | New4
FLORT_D | FLORT-D |  |  |  |  | FALSE |  |  |  | New5
HPIES_A | HPIES | [6 empty] | FALSE
HYDBB_A_ORB | HYDBB |  | TRUE | [6 empty] | ORB
HYDLF_A_ORB | HYDLF-A |  |  | FALSE | [5 empty] | ORB
MASSP_A | MASSP-A |  |  | FALSE | [5 empty] | Everett
METBK_A_CI | METBK |  |  |  |  | FALSE |  |  |  | New6
NUTNR_A | NUTNR-A | [6 empty] | FALSE
NUTNR_B_CI | NUTNR-B |  |  |  |  | TRUE
OBSBB_ORB | OBSBB/K | FALSE | [7 empty] | ORB
OBSBK_ORB | OBSBB/K | FALSE | [7 empty] | ORB
OBSSP_ORB | OBSSP |  |  | FALSE | [5 empty] | ORB
OPATAA_A
OPTAA_CD | OPTAA-C,D |  | FALSE | [6 empty] | Bollenbacher
PARAD_A | PARAD-A | [6 empty] | TRUE |  |  |  | Yes
PCO2A_A | PCO2A-A |  |  |  |  | FALSE
PCO2W_A | PCO2W-A | [6 empty] | FALSE |  | Center
PCO2W_B | PCO2W-B |  | FALSE | [6 empty] | Center
PHSEN_ADE | PHSEN-A,D,E |  | FALSE | [6 empty] | Center
PHSEN_D
PPSDN_A | PPSDN-A | [8 empty] | New1, New8
PRESF_A | [11 empty] | Yes
PRESF_B_CI | PRESF-B,C |  |  |  |  | TRUE
PREST_AB | PREST-A,B | TRUE | [9 empty] | Yes
PREST_B | [11 empty] | Yes
RASFL_A | RASFL-A |  |  | FALSE | [5 empty] | New1,New8
SPKIR_A | SPKIR-A,B |  |  |  |  | FALSE |  |  |  | New3
SPKIR_B_CI | THSPH | [6 empty] | FALSE
THSPH_A
TMPSF_A | TMPSF |  |  | TRUE
TRHPH_A | TRHPH |  |  | TRUE | [7 empty] | Yes
VADCP_A | VADCP-A | [6 empty] | FALSE
VEL3D_A | VEL3D-A | [6 empty] | FALSE |  | New3
VEL3D_B | VEL3D-B |  |  | TRUE | [7 empty] | Yes
VEL3D_CD | VEL3D-C,D |  | TRUE
VELPT_A_CI | VELPT-A,B |  |  |  |  | TRUE
VELPT_D | VELPT-D | [6 empty] | FALSE
WAVSS_A_CI | WAVSS-A | [6 empty] | FALSE
ZPLSC_A | ZPLSC-A | [7 empty] | FALSE
ZPLSC_B | ZPLSC-B | [7 empty] | FALSE
ZPLSC_C_CI

## DataAgents
Instrument Class/Series | Agent Code | 2013-06 Hydrate | 2013-07 Papa | 2013-10 EA | 2013-11 Pioneer | 2Q-2014 | 3Q-2014 | 4Q-2014
ACDPA-M | DART_ACDPA_M |  |  | FALSE | FALSE
ADCPA-N | DART_ADCPA_N | [6 empty] | FALSE
ADCPS-J | DART_ADCPS_J |  |  |  |  | FALSE |  | FALSE
ADCPS-L | DART_ADCPS_L |  | FALSE |  | FALSE |  | FALSE
ADCPS-N | DART_ADCPS_N | [5 empty] | FALSE
ADCPT-A | DART_ADCPT_A | [6 empty] | FALSE
ADCPT-C | DART_ADCPT_C | [6 empty] | FALSE
ADCPT-F | DART_ADCPT_F |  |  |  | FALSE
ADCPT-G | DART_ADCPT_G |  |  |  | FALSE
ADCPT-M | DART_ADCPT_M |  |  | FALSE
CAMDS-A | DART_CAMDS_A | [6 empty] | FALSE
CTDAV-N | DART_CTDAV_N | [6 empty] | FALSE
CTDBP-C | DART_CTDBP_C |  |  | FALSE | FALSE
CTDBP-D | DART_CTDBP_D |  |  |  | FALSE
CTDBP-E | DART_CTDBP_E |  |  |  |  | FALSE |  | FALSE
CTDBP-F | DART_CTDBP_F | [5 empty] | FALSE
CTDGV-M | DART_CTDGV_M |  | FALSE | FALSE | FALSE |  | FALSE
CTDMO-G,H | DART_CTDMO_GH |  | FALSE |  |  |  | FALSE
CTDMO-Q,R | DART_CTDMO_QR | [5 empty] | FALSE
CTDPF-K,L | DART_CTDPF_KL |  | FALSE |  | FALSE | FALSE | FALSE
(CTDPF-0) |  |  | FALSE |  |  |  | FALSE | FALSE
DOFST-K | DART_DOFST_K |  |  |  | FALSE | FALSE
(DOFST-0) | [7 empty] | FALSE
DOSTA-D | DART_DOSTA_D |  | FALSE | FALSE | FALSE |  | FALSE | FALSE
DOSTA-L | DART_DOSTA_L |  | FALSE |  |  |  | FALSE
DOSTA-M | DART_DOSTA_M |  | FALSE | FALSE | FALSE
DOSTA-N | DART_DOSTA_N | [6 empty] | FALSE
FDCHP-A | DART_FDCHP_A |  |  |  |  | FALSE | FALSE
FLOBN-A | DART_FLOBN_A | FALSE
FLORD-L | DART_FLORD_L | [5 empty] | FALSE
FLORD-M | DART_FLORD_M |  | FALSE |  |  |  | FALSE
(FLORD-0) | [6 empty] | FALSE
FLORT-D | DART_FLORT_D |  | FALSE | FALSE | FALSE |  | FALSE
FLORT-K | DART_FLORT_K |  |  |  | FALSE | FALSE
FLORT-M | DART_FLORT_M |  |  | FALSE | FALSE
(FLORT-0) | [7 empty] | FALSE
METBK | DART_METBK |  |  |  | FALSE |  | FALSE | FALSE
MOPAK | DART_MOPAK |  |  |  | FALSE | FALSE | FALSE
NUTNR-B | DART_NUTNR_B |  |  | FALSE | FALSE |  |  | FALSE
NUTNR-N | DART_NUTNR_N | [6 empty] | FALSE
(NUTNR-0) | [6 empty] | FALSE | FALSE
OPTAA-C | DART_OPTAA_C | [6 empty] | FALSE
OPTAA-D | DART_OPTAA_D |  |  | FALSE | FALSE
OSMOI-A | DART_OSMOI_A | FALSE
PARAD-M | DART_PARAD_M |  |  | FALSE | FALSE
PARAD-N | DART_PARAD_N | [6 empty] | FALSE
(PARAD-0) |  |  |  |  | FALSE |  |  | FALSE
PCO2A | DART_PCO2A |  |  |  | FALSE |  | FALSE | FALSE
PCO2W-B | DART_PCO2W_B |  |  | FALSE | FALSE
(PCO2W-0) |  |  | FALSE |  |  |  | FALSE | FALSE
PHSEN-D | DART_PHSEN_D |  |  | FALSE | FALSE
PHSEN-E | DART_PHSEN_E | [5 empty] | FALSE
PHSEN-F | DART_PHSEN_F |  | FALSE |  |  |  | FALSE
PRESF-A | DART_PRESF_A |  |  | FALSE
PRESF-B | DART_PRESF_B |  |  |  | FALSE |  |  | FALSE
PRESF-C | DART_PRESF_C |  |  |  |  | FALSE |  | FALSE
SPKIR-B | DART_SPKIR_B |  |  | FALSE | FALSE
(SPKIR-0) | [6 empty] | FALSE | FALSE
VEL3D-D | DART_VEL3D_D |  |  | FALSE
VEL3D-K | DART_VEL3D_K | [6 empty] | FALSE
(VEL3D-0) | DART_VEL3D_L |  | FALSE |  |  |  | FALSE | FALSE
VELPT-A | DART_VELPT_A |  |  | FALSE | FALSE |  | FALSE
ZPLSC-C | DART_ZPLSC_C | [6 empty] | FALSE
ZPLSG-A | DART_ZPLSG_A | [5 empty] | FALSE | FALSE

## Facilities
Code | Name | Description | Institution
CG | Coastal_Global_Arrays | Marine Infrastructure managed by CGSN Marine IO | Woods Hole Oceanographic Institution
EA | Endurance_Array | Marine Infrastructure managed by EA Marine IO | Oregon State University Institution
RSN | Regional_Scale_Nodes | Marine Infrastructure managed by RSN Marine IO | Univ. of Washington

## Arrays
Reference ID | SAF Name | Name | Composite Name | Lead IO
CE | Endurance Array | Coastal Endurance | Endurance | EA
CP | Pioneer Array | Coastal Pioneer | Pioneer | CG
GA | Global Argentine Basin | Global Argentine Basin | Argentine Basin | CG
GI | Global Irminger Sea | Global Irminger Sea | Irminger Sea | CG
GP | Global Station Papa | Global Station Papa | Station Papa | CG
GS | Global Southern Ocean | Global Southern Ocean | Southern Ocean | CG
RS | Regional | Regional |  | RSN

## Sites
Reference ID | SAF Name | Array Name | Array Short Name | Name Extension | Full Name | Change
CE01 | Oregon (OR) Inshore | Coastal Endurance | Endurance |  | Coastal Endurance
CE02 | Oregon (OR) Shelf | Coastal Endurance | Endurance |  | Coastal Endurance
CE04 | Oregon (OR) Offshore | Coastal Endurance | Endurance |  | Coastal Endurance
CE05 | Endurance Mobile Asset | Coastal Endurance | Endurance |  | Coastal Endurance
CE06 | Washington (WA) Inshore | Coastal Endurance | Endurance |  | Coastal Endurance
CE07 | Washington (WA) Shelf | Coastal Endurance | Endurance |  | Coastal Endurance
CE09 | Washington (WA) Offshore | Coastal Endurance | Endurance |  | Coastal Endurance
CP01 | Pioneer Central | Coastal Pioneer | Pioneer |  | Coastal Pioneer
CP02 | Pioneer Profilers Moorings Only | Coastal Pioneer | Pioneer |  | Coastal Pioneer
CP03 | Pioneer Inshore | Coastal Pioneer | Pioneer |  | Coastal Pioneer
CP04 | Pioneer Offshore | Coastal Pioneer | Pioneer |  | Coastal Pioneer
CP05 | Pioneer Mobile Asset | Coastal Pioneer | Pioneer |  | Coastal Pioneer
GA01 | Argentine Surface Mooring | Global Argentine Basin | Argentine Basin |  | Global Argentine Basin
GA02 | Argentine Hybrid Profiler Mooring | Global Argentine Basin | Argentine Basin |  | Global Argentine Basin
GA03 | Argentine Flanking Mooring | Global Argentine Basin | Argentine Basin |  | Global Argentine Basin
GA05 | Argentine Mobile Asset | Global Argentine Basin | Argentine Basin |  | Global Argentine Basin
GI01 | Irminger Surface Mooring | Global Irminger Sea | Irminger Sea |  | Global Irminger Sea
GI02 | Irminger Hybrid Profiler Mooring | Global Irminger Sea | Irminger Sea |  | Global Irminger Sea
GI03 | Irminger Flanking Mooring | Global Irminger Sea | Irminger Sea |  | Global Irminger Sea
GI05 | Irminger Mobile Asset | Global Irminger Sea | Irminger Sea |  | Global Irminger Sea
GP02 | Papa Hybrid Profiler Mooring | Global Station Papa | Station Papa |  | Global Station Papa
GP03 | Papa Flanking Mooring | Global Station Papa | Station Papa |  | Global Station Papa
GP05 | Papa Mobile Asset | Global Station Papa | Station Papa |  | Global Station Papa
GS01 | 55S (Southern) Surface Mooring | Global Southern Ocean | Southern Ocean |  | Global Southern Ocean
GS02 | 55S (Southern) Hybrid Profiler Mooring | Global Southern Ocean | Southern Ocean |  | Global Southern Ocean
GS03 | 55S (Southern) Flanking Mooring | Global Southern Ocean | Southern Ocean |  | Global Southern Ocean
GS05 | 55S (Southern) Mobile Asset | Global Southern Ocean | Southern Ocean |  | Global Southern Ocean
RS00 |  | Regional |  | Pacific City | Regional Pacific City | NEW
RS01 | Hydrate Ridge | Regional |  | Continental Margin | Regional Continental Margin
RS03 | Axial | Regional |  | Axial | Regional Axial
RS05 |  | Regional |  | Mid Plate | Regional Mid Plate | NEW

## Subsites
Reference ID | Suffix | Prefix | SAF Name | Site Name | Local Name | Full Name | lat_north | lat_south | lon_west | lon_east | depth_min | depth_max | Change
CE01ISSM | ISSM | 01 | Endurance OR Inshore Surface Mooring | Coastal Endurance | Oregon Inshore | Coastal Endurance Oregon Inshore
CE01ISSP | ISSP | 01 | Endurance OR Inshore Surface Piercing Profiler Mooring | Coastal Endurance | Oregon Inshore | Coastal Endurance Oregon Inshore
CE02SHBP | SHBP | 02 | Endurance OR Shelf Benthic Pkg | Coastal Endurance | Oregon Shelf | Coastal Endurance Oregon Shelf
CE02SHSM | SHSM | 02 | Endurance OR Shelf Surface Mooring | Coastal Endurance | Oregon Shelf | Coastal Endurance Oregon Shelf
CE02SHSP | SHSP | 02 | Endurance OR Shelf Surface Piercing Profiler Mooring | Coastal Endurance | Oregon Shelf | Coastal Endurance Oregon Shelf
CE04OSBP | OSBP | 04 | Endurance OR Offshore Benthic Pkg | Coastal Endurance | Oregon Offshore | Coastal Endurance Oregon Offshore
CE04OSHY | OSHY | 04 | Endurance OR Offshore Hybrid Profiler Mooring | Coastal Endurance | Oregon Offshore | Coastal Endurance Oregon Offshore
CE04OSSM | OSSM | 04 | Endurance OR Offshore Surface Mooring | Coastal Endurance | Oregon Offshore | Coastal Endurance Oregon Offshore
CE05MOAS | MOAS | 05 | Endurance Mobile Assets | Coastal Endurance | Mobile Assets | Coastal Endurance Mobile Assets | 47 | 44.64 | -124.95 | -124.1 | 0 | 500
CE06ISSM | ISSM | 06 | Endurance WA Inshore Surface Mooring | Coastal Endurance | Washington Inshore | Coastal Endurance Washington Inshore
CE06ISSP | ISSP | 06 | Endurance WA Inshore Surface Piercing Profiler Mooring | Coastal Endurance | Washington Inshore | Coastal Endurance Washington Inshore
CE07SHSM | SHSM | 07 | Endurance WA Shelf Surface Mooring | Coastal Endurance | Washington Shelf | Coastal Endurance Washington Shelf
CE07SHSP | SHSP | 07 | Endurance WA Shelf Surface Piercing Profiler Mooring | Coastal Endurance | Washington Shelf | Coastal Endurance Washington Shelf
CE09OSPM | OSPM | 09 | Endurance WA Offshore Profiler Mooring | Coastal Endurance | Washington Offshore | Coastal Endurance Washington Offshore
CE09OSSM | OSSM | 09 | Endurance WA Offshore Surface Mooring | Coastal Endurance | Washington Offshore | Coastal Endurance Washington Offshore
CP01CNSM | CNSM | 01 | Pioneer Central Surface Mooring | Coastal Pioneer | Central | Coastal Pioneer Central
CP01CNSP | CNSP | 01 | Pioneer Central Surface-Piercing Profiler Mooring | Coastal Pioneer | Central | Coastal Pioneer Central
CP02PMCI | PMCI | 02 | Pioneer Central Inshore Profiler Mooring | Coastal Pioneer | Central Inshore | Coastal Pioneer Central Inshore
CP02PMCO | PMCO | 02 | Pioneer Central Offshore Profiler Mooring | Coastal Pioneer | Central Offshore | Coastal Pioneer Central Offshore
CP02PMUI | PMUI | 02 | Pioneer Upstream Inshore Profiler Mooring | Coastal Pioneer | Upstream Inshore | Coastal Pioneer Upstream Inshore
CP02PMUO | PMUO | 02 | Pioneer Upstream Offshore Profiler Mooring | Coastal Pioneer | Upstream Offshore | Coastal Pioneer Upstream Offshore
CP03ISSM | ISSM | 03 | Pioneer Inshore Surface Mooring | Coastal Pioneer | Inshore | Coastal Pioneer Inshore
CP03ISSP | ISSP | 03 | Pioneer Inshore Surface-Piercing Profiler Mooring | Coastal Pioneer | Inshore | Coastal Pioneer Inshore
CP04OSPM | OSPM | 04 | Pioneer Offshore Profiler Mooring | Coastal Pioneer | Offshore | Coastal Pioneer Offshore
CP04OSSM | OSSM | 04 | Pioneer Offshore Surface Mooring | Coastal Pioneer | Offshore | Coastal Pioneer Offshore
CP05MOAS | MOAS | 05 | Pioneer Mobile Assets | Coastal Pioneer | Mobile Assets | Coastal Pioneer Mobile Assets | 40.1667 | 39.9083 | -70.7917 | -70.6833 | 0 | 520
GA01SUMO | SUMO | 01 | Argentine Basin Surface Mooring | Global Argentine Basin | Apex | Global Argentine Basin Apex
GA02HYPM | HYPM | 02 | Argentine Basin Hybrid Profiler | Global Argentine Basin | Apex | Global Argentine Basin Apex
GA03FLMA | FLMA | 03 | Argentine Basin Mesoscale Flanking Mooring A | Global Argentine Basin | Mesoscale Flanking A | Global Argentine Basin Mesoscale Flanking A
GA03FLMB | FLMB | 03 | Argentine Basin Mesoscale Flanking Mooring B | Global Argentine Basin | Mesoscale Flanking B | Global Argentine Basin Mesoscale Flanking B
GA05MOAS | MOAS | 05 | Argentine Basin Mobile Assets | Global Argentine Basin | Mobile Assets | Global Argentine Basin Mobile Assets | -42.5073 | -42.9906 | -42.8905 | -42.1303 | 0 | 5200
GI01SUMO | SUMO | 01 | Irminger Sea Surface Mooring | Global Irminger Sea | Apex | Global Irminger Sea Apex
GI02HYPM | HYPM | 02 | Irminger Sea Hybrid Profiler | Global Irminger Sea | Apex | Global Irminger Sea Apex
GI03FLMA | FLMA | 03 | Irminger Sea Mesoscale Flanking Mooring A | Global Irminger Sea | Mesoscale Flanking A | Global Irminger Sea Mesoscale Flanking A
GI03FLMB | FLMB | 03 | Irminger Sea Mesoscale Flanking Mooring B | Global Irminger Sea | Mesoscale Flanking B | Global Irminger Sea Mesoscale Flanking B
GI05MOAS | MOAS | 05 | Irminger Sea Mobile Assets | Global Irminger Sea | Mobile Assets | Global Irminger Sea Mobile Assets | 60.6136 | 60.4582 | -38.4407 | -38.0755 | 0 | 2800
GP02HYPM | HYPM | 02 | Station Papa Hybrid Profiler | Global Station Papa | Apex | Global Station Papa Apex
GP03FLMA | FLMA | 03 | Station Papa Mesoscale Flanking Mooring A | Global Station Papa | Mesoscale Flanking A | Global Station Papa Mesoscale Flanking A
GP03FLMB | FLMB | 03 | Station Papa Mesoscale Flanking Mooring B | Global Station Papa | Mesoscale Flanking B | Global Station Papa Mesoscale Flanking B
GP05MOAS | MOAS | 05 | Station Papa Mobile Assets | Global Station Papa | Mobile Assets | Global Station Papa Mobile Assets | 50.4676 | 50.125 | -144.7131 | -144.2097 | 0 | 4250
GS01SUMO | SUMO | 01 | Southern Ocean Surface Mooring | Global Southern Ocean | Apex | Global Southern Ocean Apex
GS02HYPM | HYPM | 02 | Southern Ocean Hybrid Profiler | Global Southern Ocean | Apex | Global Southern Ocean Apex
GS03FLMA | FLMA | 03 | Southern Ocean Mesoscale Flanking Mooring A | Global Southern Ocean | Mesoscale Flanking A | Global Southern Ocean Mesoscale Flanking A
GS03FLMB | FLMB | 03 | Southern Ocean Mesoscale Flanking Mooring B | Global Southern Ocean | Mesoscale Flanking B | Global Southern Ocean Mesoscale Flanking B
GS05MOAS | MOAS | 05 | Southern Ocean Mobile Assets | Global Southern Ocean | Mobile Assets | Global Southern Ocean Mobile Assets | -54.0814 | -54.4704 | -89.6652 | -88.894 | 0 | 4800
RS00PCSS | PCSS | 00 |  | Regional Pacific City |  | Regional Pacific City | 45.2145 | 45.2145 | -123.9677 | -123.9677 | 0 | 0 | NEW
RS01SLOP | SLOP | 01 |  | Regional Continental Margin |  | Regional Continental Margin | 44.57 | 44.554 | -125.3524 | -125.147 | 807 | 2906 | NEW
RS01SBVM | SBVM | 01 | Slope Base Vertical Mooring | Regional Continental Margin | Base | Regional Continental Margin Base
RS01SLBS | SLBS | 01 | Slope Base | Regional Continental Margin | Base | Regional Continental Margin Base
RS01SUM1 | SUM1 | 01 | Southern Hydrate Summit 1 | Regional Continental Margin | Southern Hydrate Ridge | Regional Continental Margin Southern Hydrate Ridge
RS01SUM2 | SUM2 | 01 | Southern Hydrate Summit 2 | Regional Continental Margin | Southern Hydrate Ridge | Regional Continental Margin Southern Hydrate Ridge
RS03AXIA | AXIA | 01 |  | Regional Axial |  | Regional Axial | 46.1082 | 45.9357 | -130.0201 | -129.6032 | 1518 | 2820 | NEW
RS03ASHS | ASHS | 03 | Ashes | Regional Axial | Ashes | Regional Axial Ashes
RS03AXBS | AXBS | 03 | Axial Base | Regional Axial | Base | Regional Axial Base
RS03AXVM | AXVM | 03 | Axial Mooring | Regional Axial | Base | Regional Axial Base
RS03CCAL | CCAL | 03 | Central Caldera | Regional Axial | Central Caldera | Regional Axial Central Caldera
RS03ECAL | ECAL | 03 | Eastern Caldera | Regional Axial | Eastern Caldera | Regional Axial Eastern Caldera
RS03INT1 | INT1 | 03 | International District 1 | Regional Axial | International District | Regional Axial International District
RS03INT2 | INT2 | 03 | International District 2 | Regional Axial | International District | Regional Axial International District
RS05MID1 | MID1 | 05 |  | Regional Mid Plate |  | Regional Mid Plate | 45.7556 | 45.7556 | -127.2786 | -127.2786 | 2820 | 2820 | NEW

## Nodes
Site Reference ID | SAF | Platform | Reference ID | Parent Reference ID | Platform Reference ID | Node Type Code | Node Site Sequence | Node Type Name | Uniquifier | Subsite Name | Name Extension | Full Name | Platform Configuration Type | Platform Agent Type | Deployment Lead | Cabled | Issue | Start Deployment Cruise | End Deployment Cruise | Deployment Cruise | Date Status | Deploy Info | Self Port | Uplink Node | Uplink Port | lat | lon | depth_min | depth_max
CE01ISSM | No | 1 | CE01ISSM-LM001 |  | CE01ISSM-LM001 | LM | 001 | Low Power Surface Mooring |  | Coastal Endurance Oregon Inshore | Low Power Surface Mooring | Low Power Surface Mooring - Coastal Endurance Oregon Inshore | DCL-PCLP | CPOP-CMDS | EA |  |  | 2013-10-25 | 2013-10-28 |  | candidate
CE01ISSM |  |  | CE01ISSM-MF004 | CE01ISSM-LM001 | CE01ISSM-LM001 | MF | 004 | Multi-Function Node | 004 | Coastal Endurance Oregon Inshore | Multi-Function Node 004 | Multi-Function Node 004 - Coastal Endurance Oregon Inshore | DCL-PCLP | CPOP-CMDS | EA |  |  | 2013-10-25 | 2013-10-28 |  | candidate
CE01ISSM |  |  | CE01ISSM-MF005 | CE01ISSM-LM001 | CE01ISSM-LM001 | MF | 005 | Multi-Function Node | 005 | Coastal Endurance Oregon Inshore | Multi-Function Node 005 | Multi-Function Node 005 - Coastal Endurance Oregon Inshore | DCL-PCLP | CPOP-CMDS | EA |  |  | 2013-10-25 | 2013-10-28 |  | candidate
CE01ISSM |  |  | CE01ISSM-RI002 | CE01ISSM-LM001 | CE01ISSM-LM001 | RI | 002 | Mooring Riser | 002 | Coastal Endurance Oregon Inshore | Mooring Riser 002 | Mooring Riser 002 - Coastal Endurance Oregon Inshore | DCL-PCLP | CPOP-CMDS | EA |  |  | 2013-10-25 | 2013-10-28 |  | candidate
CE01ISSM |  |  | CE01ISSM-RI003 | CE01ISSM-LM001 | CE01ISSM-LM001 | RI | 003 | Mooring Riser | 003 | Coastal Endurance Oregon Inshore | Mooring Riser 003 | Mooring Riser 003 - Coastal Endurance Oregon Inshore | DCL-PCLP | CPOP-CMDS | EA |  |  | 2013-10-25 | 2013-10-28 |  | candidate
CE01ISSM |  |  | CE01ISSM-SB001 | CE01ISSM-LM001 | CE01ISSM-LM001 | SB | 001 | Surface Buoy | 001 | Coastal Endurance Oregon Inshore | Surface Buoy 001 | Surface Buoy 001 - Coastal Endurance Oregon Inshore | DCL-PCLP | CPOP-CMDS | EA |  |  | 2013-10-25 | 2013-10-28 |  | candidate
CE01ISSP | No | 1 | CE01ISSP-CP001 |  | CE01ISSP-CP001 | CP | 001 | Surface Piercing Profiler Mooring |  | Coastal Endurance Oregon Inshore | Surface Piercing Profiler Mooring | Surface Piercing Profiler Mooring - Coastal Endurance Oregon Inshore | CPVN-PC | CPOP-CMDS | EA
CE01ISSP |  |  | CE01ISSP-SP001 | CE01ISSP-CP001 | CE01ISSP-CP001 | SP | 001 | Surface-Piercing Profiler | 001 | Coastal Endurance Oregon Inshore | Surface-Piercing Profiler 001 | Surface-Piercing Profiler 001 - Coastal Endurance Oregon Inshore | CPVN-PC | CPOP-CMDS | EA
CE02SHBP | No | 1 | CE02SHBP-BP001 |  | CE02SHBP-BP001 | BP | 001 | Benthic Experiment Package |  | Coastal Endurance Oregon Shelf | Benthic Experiment Package | Benthic Experiment Package - Coastal Endurance Oregon Shelf | RSN-PC | CPOP-ROMS | EA | [6 empty] | 17km ext late - 2014
CE02SHBP | No | 1 | CE02SHBP-PN01D |  | CE02SHBP-PN01D | PN | 01D | Primary Node | 01D | Coastal Endurance Oregon Shelf | Primary Node 01D | Primary Node 01D - Coastal Endurance Oregon Shelf | RSN-PC | CPOP-ROMS | EA | Yes |  | 2012-09-01 | 2012-09-01 |  | past |  | I1 | CE04OSHY-PN01C | X1
CE02SHBP |  |  | CE02SHBP-LJ01D |  | CE02SHBP-BP001 | LJ | 01D | Low Power JBox | 01D | Coastal Endurance Oregon Shelf | Low Power JBox 01D | Low Power JBox 01D - Coastal Endurance Oregon Shelf | RSN-PC | CPOP-ROMS | EA | Yes | [5 empty] | 17km ext late - 2014 | 01 | CE02SHBP-MJ01C | 05
CE02SHBP |  |  | CE02SHBP-MJ01C |  | CE02SHBP-BP001 | MJ | 01C | Medium Power JBox | 01C | Coastal Endurance Oregon Shelf | Medium Power JBox 01C | Medium Power JBox 01C - Coastal Endurance Oregon Shelf | RSN-PC | CPOP-ROMS | EA | Yes | [5 empty] | 17km ext late - 2014 | 01 | CE02SHBP-PN01D | 02
CE02SHSM | No | 1 | CE02SHSM-SM001 |  | CE02SHSM-SM001 | SM | 001 | Standard Power Surface Mooring |  | Coastal Endurance Oregon Shelf | Standard Power Surface Mooring | Standard Power Surface Mooring - Coastal Endurance Oregon Shelf | DCL-PCFP | CICU-SMPC | EA
CE02SHSM |  |  | CE02SHSM-RI002 | CE02SHSM-SM001 | CE02SHSM-SM001 | RI | 002 | Mooring Riser | 002 | Coastal Endurance Oregon Shelf | Mooring Riser 002 | Mooring Riser 002 - Coastal Endurance Oregon Shelf | DCL-PCFP | CICU-SMPC | EA
CE02SHSM |  |  | CE02SHSM-RI003 | CE02SHSM-SM001 | CE02SHSM-SM001 | RI | 003 | Mooring Riser | 003 | Coastal Endurance Oregon Shelf | Mooring Riser 003 | Mooring Riser 003 - Coastal Endurance Oregon Shelf | DCL-PCFP | CICU-SMPC | EA
CE02SHSM |  |  | CE02SHSM-SB001 | CE02SHSM-SM001 | CE02SHSM-SM001 | SB | 001 | Surface Buoy | 001 | Coastal Endurance Oregon Shelf | Surface Buoy 001 | Surface Buoy 001 - Coastal Endurance Oregon Shelf | DCL-PCFP | CICU-SMPC | EA
CE02SHSP | No | 1 | CE02SHSP-CP001 |  | CE02SHSP-CP001 | CP | 001 | Surface Piercing Profiler Mooring |  | Coastal Endurance Oregon Shelf | Surface Piercing Profiler Mooring | Surface Piercing Profiler Mooring - Coastal Endurance Oregon Shelf | RSN-PC | CPOP-CMDS | EA
CE02SHSP |  |  | CE02SHSP-SP001 | CE02SHSP-CP001 | CE02SHSP-CP001 | SP | 001 | Surface-Piercing Profiler | 001 | Coastal Endurance Oregon Shelf | Surface-Piercing Profiler 001 | Surface-Piercing Profiler 001 - Coastal Endurance Oregon Shelf | RSN-PC | CPOP-CMDS | EA
CE04OSBP | No | 1 | CE04OSBP-BP001 |  | CE04OSBP-BP001 | BP | 001 | Benthic Experiment Package |  | Coastal Endurance Oregon Offshore | Benthic Experiment Package | Benthic Experiment Package - Coastal Endurance Oregon Offshore | RSN-PC | CPOP-ROMS | EA |  |  | 2013-08-01 | 2013-08-30 | 2013-Thompson | candidate
CE04OSBP |  |  | CE04OSBP-LJ01C | CE04OSBP-BP001 | CE04OSBP-BP001 | LJ | 01C | Low Power JBox | 01C | Coastal Endurance Oregon Offshore | Low Power JBox 01C | Low Power JBox 01C - Coastal Endurance Oregon Offshore | RSN-PC | CPOP-ROMS | EA | Yes |  | 2013-08-01 | 2013-08-30 | 2013-Thompson | candidate |  | 01 | CE04OSHY-LV01C | 05
CE04OSHY | No | 1 | CE04OSHY-PN01C |  | CE04OSHY-PN01C | PN | 01C | Primary Node | 01C | Coastal Endurance Oregon Offshore | Primary Node 01C | Primary Node 01C - Coastal Endurance Oregon Offshore | RSN-PC | CPOP-ROMS | EA | Yes |  | 2012-09-01 | 2012-09-01 |  | past |  | I1 | RS01SLOP-PN01B | X1
CE04OSHY | No | 1 | CE04OSHY-LV01C |  | CE04OSHY-LV01C | LV | 01C | Low Voltage Node | 01C | Coastal Endurance Oregon Offshore | Low Voltage Node 01C | Low Voltage Node 01C - Coastal Endurance Oregon Offshore | RSN-PC | CPOP-ROMS | EA | Yes | [6 empty] | 01 | CE04OSHY-PN01C | 02
CE04OSHY |  | 1 | CE04OSHY-DP01B |  | CE04OSHY-DP01B | DP | 01B | Deep Profiler Mooring | 01B | Coastal Endurance Oregon Offshore | Deep Profiler Mooring 01B | Deep Profiler Mooring 01B - Coastal Endurance Oregon Offshore | RSN-PCDP | CPOP-ROMS | EA | Yes | Via Docking Station PD | [6 empty] | CE04OSHY-LV01C
CE04OSHY | No | 1 | CE04OSHY-SR01B |  | CE04OSHY-SR01B | SR | 01B | Shallow Profiler Mooring | 01B | Coastal Endurance Oregon Offshore | Shallow Profiler Mooring 01B | Shallow Profiler Mooring 01B - Coastal Endurance Oregon Offshore | RSN-PCSF | CPOP-ROMS | EA | Yes
CE04OSHY |  |  | CE04OSHY-PC01B | CE04OSHY-SR01B | CE04OSHY-SR01B | PC | 01B | 200m Platform | 01B | Coastal Endurance Oregon Offshore | 200m Platform 01B | 200m Platform 01B - Coastal Endurance Oregon Offshore | RSN-PC | CPOP-ROMS | EA | Yes | [6 empty] | 01 | CE04OSHY-LV01C | 02
CE04OSHY | No |  | CE04OSHY-SC01B | CE04OSHY-SR01B | CE04OSHY-SR01B | SC | 01B | Shallow Profiler Controller | 01B | Coastal Endurance Oregon Offshore | Shallow Profiler Controller 01B | Shallow Profiler Controller 01B - Coastal Endurance Oregon Offshore | RSN-PCSF | CPOP-ROMS | EA | Yes | [6 empty] | 01 | CE04OSHY-PC01B | 02
CE04OSHY |  |  | CE04OSHY-SF01B | CE04OSHY-SR01B | CE04OSHY-SR01B | SF | 01B | Shallow Profiler Science Float | 01B | Coastal Endurance Oregon Offshore | Shallow Profiler Science Float 01B | Shallow Profiler Science Float 01B - Coastal Endurance Oregon Offshore | RSN-PCSF | CPOP-ROMS | EA | Yes | [6 empty] | 01 | CE04OSHY-SC01B | 04
CE04OSSM | No | 1 | CE04OSSM-SM001 |  | CE04OSSM-SM001 | SM | 001 | Standard Power Surface Mooring |  | Coastal Endurance Oregon Offshore | Standard Power Surface Mooring | Standard Power Surface Mooring - Coastal Endurance Oregon Offshore | DCL-PCFP | CICU-SMPC | EA
CE04OSSM |  |  | CE04OSSM-RI002 | CE04OSSM-SM001 | CE04OSSM-SM001 | RI | 002 | Mooring Riser | 002 | Coastal Endurance Oregon Offshore | Mooring Riser 002 | Mooring Riser 002 - Coastal Endurance Oregon Offshore | DCL-PCFP | CICU-SMPC | EA
CE04OSSM |  |  | CE04OSSM-RI003 | CE04OSSM-SM001 | CE04OSSM-SM001 | RI | 003 | Mooring Riser | 003 | Coastal Endurance Oregon Offshore | Mooring Riser 003 | Mooring Riser 003 - Coastal Endurance Oregon Offshore | DCL-PCFP | CICU-SMPC | EA
CE04OSSM |  |  | CE04OSSM-SB001 | CE04OSSM-SM001 | CE04OSSM-SM001 | SB | 001 | Surface Buoy | 001 | Coastal Endurance Oregon Offshore | Surface Buoy 001 | Surface Buoy 001 - Coastal Endurance Oregon Offshore | DCL-PCFP | CICU-SMPC | EA
CE05MOAS |  | 1 | CE05MOAS-GL001 |  | CE05MOAS-GL001 | GL | 001 | Glider | 001 | Coastal Endurance Mobile Assets | Glider 001 | Glider 001 - Coastal Endurance Mobile Assets | CGVN-PC | CPOP-CGDS | EA |  |  | 2013-10-25 | 2013-10-28 |  | candidate
CE05MOAS |  | 1 | CE05MOAS-GL002 |  | CE05MOAS-GL002 | GL | 002 | Glider | 002 | Coastal Endurance Mobile Assets | Glider 002 | Glider 002 - Coastal Endurance Mobile Assets | CGVN-PC | CPOP-CGDS | EA |  |  | 2013-10-25 | 2013-10-28 |  | candidate
CE05MOAS |  | 1 | CE05MOAS-GL003 |  | CE05MOAS-GL003 | GL | 003 | Glider | 003 | Coastal Endurance Mobile Assets | Glider 003 | Glider 003 - Coastal Endurance Mobile Assets | CGVN-PC | CPOP-CGDS | EA |  |  | 2013-10-25 | 2013-10-28 |  | candidate
CE05MOAS |  | 1 | CE05MOAS-GL004 |  | CE05MOAS-GL004 | GL | 004 | Glider | 004 | Coastal Endurance Mobile Assets | Glider 004 | Glider 004 - Coastal Endurance Mobile Assets | CGVN-PC | CPOP-CGDS | EA |  |  | 2013-10-25 | 2013-10-28 |  | candidate
CE05MOAS |  | 1 | CE05MOAS-GL005 |  | CE05MOAS-GL005 | GL | 005 | Glider | 005 | Coastal Endurance Mobile Assets | Glider 005 | Glider 005 - Coastal Endurance Mobile Assets | CGVN-PC | CPOP-CGDS | EA |  |  | 2013-10-25 | 2013-10-28 |  | candidate
CE05MOAS |  | 1 | CE05MOAS-GL006 |  | CE05MOAS-GL006 | GL | 006 | Glider | 006 | Coastal Endurance Mobile Assets | Glider 006 | Glider 006 - Coastal Endurance Mobile Assets | CGVN-PC | CPOP-CGDS | EA |  |  | 2013-10-25 | 2013-10-28 |  | candidate
CE06ISSM | No | 1 | CE06ISSM-LM001 |  | CE06ISSM-LM001 | LM | 001 | Low Power Surface Mooring |  | Coastal Endurance Washington Inshore | Low Power Surface Mooring | Low Power Surface Mooring - Coastal Endurance Washington Inshore | DCL-PCLP | CPOP-CMDS | EA
CE06ISSM |  |  | CE06ISSM-MF004 | CE06ISSM-LM001 | CE06ISSM-LM001 | MF | 004 | Multi-Function Node | 004 | Coastal Endurance Washington Inshore | Multi-Function Node 004 | Multi-Function Node 004 - Coastal Endurance Washington Inshore | DCL-PCLP | CPOP-CMDS | EA
CE06ISSM |  |  | CE06ISSM-MF005 | CE06ISSM-LM001 | CE06ISSM-LM001 | MF | 005 | Multi-Function Node | 005 | Coastal Endurance Washington Inshore | Multi-Function Node 005 | Multi-Function Node 005 - Coastal Endurance Washington Inshore | DCL-PCLP | CPOP-CMDS | EA
CE06ISSM |  |  | CE06ISSM-RI002 | CE06ISSM-LM001 | CE06ISSM-LM001 | RI | 002 | Mooring Riser | 002 | Coastal Endurance Washington Inshore | Mooring Riser 002 | Mooring Riser 002 - Coastal Endurance Washington Inshore | DCL-PCLP | CPOP-CMDS | EA
CE06ISSM |  |  | CE06ISSM-RI003 | CE06ISSM-LM001 | CE06ISSM-LM001 | RI | 003 | Mooring Riser | 003 | Coastal Endurance Washington Inshore | Mooring Riser 003 | Mooring Riser 003 - Coastal Endurance Washington Inshore | DCL-PCLP | CPOP-CMDS | EA
CE06ISSM |  |  | CE06ISSM-SB001 | CE06ISSM-LM001 | CE06ISSM-LM001 | SB | 001 | Surface Buoy | 001 | Coastal Endurance Washington Inshore | Surface Buoy 001 | Surface Buoy 001 - Coastal Endurance Washington Inshore | DCL-PCLP | CPOP-CMDS | EA
CE06ISSP | No | 1 | CE06ISSP-CP001 |  | CE06ISSP-CP001 | CP | 001 | Surface Piercing Profiler Mooring |  | Coastal Endurance Washington Inshore | Surface Piercing Profiler Mooring | Surface Piercing Profiler Mooring - Coastal Endurance Washington Inshore | CPVN-PC | CPOP-CMDS | EA
CE06ISSP |  |  | CE06ISSP-SP001 | CE06ISSP-CP001 | CE06ISSP-CP001 | SP | 001 | Surface-Piercing Profiler | 001 | Coastal Endurance Washington Inshore | Surface-Piercing Profiler 001 | Surface-Piercing Profiler 001 - Coastal Endurance Washington Inshore | CPVN-PC | CPOP-CMDS | EA
CE07SHSM | No | 1 | CE07SHSM-HM001 |  | CE07SHSM-HM001 | HM | 001 | High Power Surface Mooring |  | Coastal Endurance Washington Shelf | High Power Surface Mooring | High Power Surface Mooring - Coastal Endurance Washington Shelf | DCL-PCFP | CICU-SMPC | EA
CE07SHSM |  |  | CE07SHSM-MF004 | CE07SHSM-HM001 | CE07SHSM-HM001 | MF | 004 | Multi-Function Node | 004 | Coastal Endurance Washington Shelf | Multi-Function Node 004 | Multi-Function Node 004 - Coastal Endurance Washington Shelf | DCL-PCFP | CICU-SMPC | EA
CE07SHSM |  |  | CE07SHSM-MF005 | CE07SHSM-HM001 | CE07SHSM-HM001 | MF | 005 | Multi-Function Node | 005 | Coastal Endurance Washington Shelf | Multi-Function Node 005 | Multi-Function Node 005 - Coastal Endurance Washington Shelf | DCL-PCFP | CICU-SMPC | EA
CE07SHSM |  |  | CE07SHSM-RI002 | CE07SHSM-HM001 | CE07SHSM-HM001 | RI | 002 | Mooring Riser | 002 | Coastal Endurance Washington Shelf | Mooring Riser 002 | Mooring Riser 002 - Coastal Endurance Washington Shelf | DCL-PCFP | CICU-SMPC | EA
CE07SHSM |  |  | CE07SHSM-RI003 | CE07SHSM-HM001 | CE07SHSM-HM001 | RI | 003 | Mooring Riser | 003 | Coastal Endurance Washington Shelf | Mooring Riser 003 | Mooring Riser 003 - Coastal Endurance Washington Shelf | DCL-PCFP | CICU-SMPC | EA
CE07SHSM |  |  | CE07SHSM-SB001 | CE07SHSM-HM001 | CE07SHSM-HM001 | SB | 001 | Surface Buoy | 001 | Coastal Endurance Washington Shelf | Surface Buoy 001 | Surface Buoy 001 - Coastal Endurance Washington Shelf | DCL-PCFP | CICU-SMPC | EA
CE07SHSP | No | 1 | CE07SHSP-CP001 |  | CE07SHSP-CP001 | CP | 001 | Surface Piercing Profiler Mooring |  | Coastal Endurance Washington Shelf | Surface Piercing Profiler Mooring | Surface Piercing Profiler Mooring - Coastal Endurance Washington Shelf | CPVN-PC | CPOP-CMDS | EA |  |  | 2014-08-01 | 2014-08-01 | 2013-Thompson | push | fall 2014
CE07SHSP |  |  | CE07SHSP-SP001 | CE07SHSP-CP001 | CE07SHSP-CP001 | SP | 001 | Surface-Piercing Profiler | 001 | Coastal Endurance Washington Shelf | Surface-Piercing Profiler 001 | Surface-Piercing Profiler 001 - Coastal Endurance Washington Shelf | CPVN-PC | CPOP-CMDS | EA |  |  | 2014-08-01 | 2014-08-01 | 2013-Thompson | push | fall 2014
CE09OSPM |  | 1 | CE09OSPM-WF001 |  | CE09OSPM-WF001 | WF | 001 | Wire-Following Profiler |  | Coastal Endurance Washington Offshore | Wire-Following Profiler | Wire-Following Profiler - Coastal Endurance Washington Offshore | DCL-STC | CPOP-CMDS | EA |  | Change node type to PM in SAF | 2014-08-01 | 2014-08-01 | 2013-Thompson | push | fall 2014
CE09OSSM | No | 1 | CE09OSSM-HM001 |  | CE09OSSM-HM001 | HM | 001 | High Power Surface Mooring |  | Coastal Endurance Washington Offshore | High Power Surface Mooring | High Power Surface Mooring - Coastal Endurance Washington Offshore | DCL-PCFP | CICU-SMPC | EA
CE09OSSM |  |  | CE09OSSM-MF004 | CE09OSSM-HM001 | CE09OSSM-HM001 | MF | 004 | Multi-Function Node | 004 | Coastal Endurance Washington Offshore | Multi-Function Node 004 | Multi-Function Node 004 - Coastal Endurance Washington Offshore | DCL-PCFP | CICU-SMPC | EA
CE09OSSM |  |  | CE09OSSM-MF005 | CE09OSSM-HM001 | CE09OSSM-HM001 | MF | 005 | Multi-Function Node | 005 | Coastal Endurance Washington Offshore | Multi-Function Node 005 | Multi-Function Node 005 - Coastal Endurance Washington Offshore | DCL-PCFP | CICU-SMPC | EA
CE09OSSM |  |  | CE09OSSM-RI002 | CE09OSSM-HM001 | CE09OSSM-HM001 | RI | 002 | Mooring Riser | 002 | Coastal Endurance Washington Offshore | Mooring Riser 002 | Mooring Riser 002 - Coastal Endurance Washington Offshore | DCL-PCFP | CICU-SMPC | EA
CE09OSSM |  |  | CE09OSSM-RI003 | CE09OSSM-HM001 | CE09OSSM-HM001 | RI | 003 | Mooring Riser | 003 | Coastal Endurance Washington Offshore | Mooring Riser 003 | Mooring Riser 003 - Coastal Endurance Washington Offshore | DCL-PCFP | CICU-SMPC | EA
CE09OSSM |  |  | CE09OSSM-SB001 | CE09OSSM-HM001 | CE09OSSM-HM001 | SB | 001 | Surface Buoy | 001 | Coastal Endurance Washington Offshore | Surface Buoy 001 | Surface Buoy 001 - Coastal Endurance Washington Offshore | DCL-PCFP | CICU-SMPC | EA
CP01CNSM | No | 1 | CP01CNSM-HM001 |  | CP01CNSM-HM001 | HM | 001 | High Power Surface Mooring |  | Coastal Pioneer Central | High Power Surface Mooring | High Power Surface Mooring - Coastal Pioneer Central | DCL-PCFP | CICU-SMPC | CG |  |  | 2013-11-22 | 2013-12-05 | 2013-Knorr | candidate
CP01CNSM |  |  | CP01CNSM-MF004 | CP01CNSM-HM001 | CP01CNSM-HM001 | MF | 004 | Multi-Function Node | 004 | Coastal Pioneer Central | Multi-Function Node 004 | Multi-Function Node 004 - Coastal Pioneer Central | DCL-PCFP | CICU-SMPC | CG |  |  | 2013-11-22 | 2013-12-05 | 2013-Knorr | candidate
CP01CNSM |  |  | CP01CNSM-MF005 | CP01CNSM-HM001 | CP01CNSM-HM001 | MF | 005 | Multi-Function Node | 005 | Coastal Pioneer Central | Multi-Function Node 005 | Multi-Function Node 005 - Coastal Pioneer Central | DCL-PCFP | CICU-SMPC | CG |  |  | 2013-11-22 | 2013-12-05 | 2013-Knorr | candidate
CP01CNSM |  |  | CP01CNSM-RI002 | CP01CNSM-HM001 | CP01CNSM-HM001 | RI | 002 | Mooring Riser | 002 | Coastal Pioneer Central | Mooring Riser 002 | Mooring Riser 002 - Coastal Pioneer Central | DCL-PCFP | CICU-SMPC | CG |  |  | 2013-11-22 | 2013-12-05 | 2013-Knorr | candidate
CP01CNSM |  |  | CP01CNSM-RI003 | CP01CNSM-HM001 | CP01CNSM-HM001 | RI | 003 | Mooring Riser | 003 | Coastal Pioneer Central | Mooring Riser 003 | Mooring Riser 003 - Coastal Pioneer Central | DCL-PCFP | CICU-SMPC | CG |  |  | 2013-11-22 | 2013-12-05 | 2013-Knorr | candidate
CP01CNSM |  |  | CP01CNSM-SB001 | CP01CNSM-HM001 | CP01CNSM-HM001 | SB | 001 | Surface Buoy | 001 | Coastal Pioneer Central | Surface Buoy 001 | Surface Buoy 001 - Coastal Pioneer Central | DCL-PCFP | CICU-SMPC | CG
CP01CNSP | No | 1 | CP01CNSP-CP001 |  | CP01CNSP-CP001 | CP | 001 | Surface Piercing Profiler Mooring |  | Coastal Pioneer Central | Surface Piercing Profiler Mooring | Surface Piercing Profiler Mooring - Coastal Pioneer Central | CPVN-PC | CPOP-CMDS | CG
CP01CNSP |  |  | CP01CNSP-SP001 | CP01CNSP-CP001 | CP01CNSP-CP001 | SP | 001 | Surface-Piercing Profiler | 001 | Coastal Pioneer Central | Surface-Piercing Profiler 001 | Surface-Piercing Profiler 001 - Coastal Pioneer Central | CPVN-PC | CPOP-CMDS | CG
CP02PMCI |  | 1 | CP02PMCI-WF001 |  | CP02PMCI-WF001 | WF | 001 | Wire-Following Profiler |  | Coastal Pioneer Central Inshore | Wire-Following Profiler | Wire-Following Profiler - Coastal Pioneer Central Inshore | DCL-STC | CPOP-CMDS | CG |  | Change node type to PM in SAF | 2013-11-22 | 2013-12-05 | 2013-Knorr | candidate
CP02PMCI |  |  | CP02PMCI-RI001 | CP02PMCI-WF001 | CP02PMCI-WF001 | RI | 001 | Mooring Riser | 001 | Coastal Pioneer Central Inshore | Mooring Riser 001 | Mooring Riser 001 - Coastal Pioneer Central Inshore | DCL-STC | CPOP-CMDS | CG |  | Parent RD may change | 2013-11-22 | 2013-12-05 | 2013-Knorr | candidate
CP02PMCO |  | 1 | CP02PMCO-WF001 |  | CP02PMCO-WF001 | WF | 001 | Wire-Following Profiler |  | Coastal Pioneer Central Offshore | Wire-Following Profiler | Wire-Following Profiler - Coastal Pioneer Central Offshore | DCL-STC | CPOP-CMDS | CG |  | Change node type to PM in SAF | 2013-11-22 | 2013-12-05 | 2013-Knorr | candidate
CP02PMCO |  |  | CP02PMCO-RI001 | CP02PMCO-WF001 | CP02PMCO-WF001 | RI | 001 | Mooring Riser | 001 | Coastal Pioneer Central Offshore | Mooring Riser 001 | Mooring Riser 001 - Coastal Pioneer Central Offshore | DCL-STC | CPOP-CMDS | CG |  | Parent RD may change | 2013-11-22 | 2013-12-05 | 2013-Knorr | candidate
CP02PMUI |  | 1 | CP02PMUI-WF001 |  | CP02PMUI-WF001 | WF | 001 | Wire-Following Profiler |  | Coastal Pioneer Upstream Inshore | Wire-Following Profiler | Wire-Following Profiler - Coastal Pioneer Upstream Inshore | DCL-STC | CPOP-CMDS | CG |  | Change node type to PM in SAF | 2013-11-22 | 2013-12-05 | 2013-Knorr | candidate
CP02PMUI |  |  | CP02PMUI-RI001 | CP02PMUI-WF001 | CP02PMUI-WF001 | RI | 001 | Mooring Riser | 001 | Coastal Pioneer Upstream Inshore | Mooring Riser 001 | Mooring Riser 001 - Coastal Pioneer Upstream Inshore | DCL-STC | CPOP-CMDS | CG |  | Parent RD may change | 2013-11-22 | 2013-12-05 | 2013-Knorr | candidate
CP02PMUO |  | 1 | CP02PMUO-WF001 |  | CP02PMUO-WF001 | WF | 001 | Wire-Following Profiler |  | Coastal Pioneer Upstream Offshore | Wire-Following Profiler | Wire-Following Profiler - Coastal Pioneer Upstream Offshore | DCL-STC | CPOP-CMDS | CG |  | Change node type to PM in SAF | 2013-11-22 | 2013-12-05 | 2013-Knorr | candidate
CP02PMUO |  |  | CP02PMUO-RI001 | CP02PMUO-WF001 | CP02PMUO-WF001 | RI | 001 | Mooring Riser | 001 | Coastal Pioneer Upstream Offshore | Mooring Riser 001 | Mooring Riser 001 - Coastal Pioneer Upstream Offshore | DCL-STC | CPOP-CMDS | CG |  | Parent RD may change | 2013-11-22 | 2013-12-05 | 2013-Knorr | candidate
CP03ISSM | No | 1 | CP03ISSM-HM001 |  | CP03ISSM-HM001 | HM | 001 | High Power Surface Mooring |  | Coastal Pioneer Inshore | High Power Surface Mooring | High Power Surface Mooring - Coastal Pioneer Inshore | DCL-PCFP | CICU-SMPC | CG
CP03ISSM |  |  | CP03ISSM-MF004 | CP03ISSM-HM001 | CP03ISSM-HM001 | MF | 004 | Multi-Function Node | 004 | Coastal Pioneer Inshore | Multi-Function Node 004 | Multi-Function Node 004 - Coastal Pioneer Inshore | DCL-PCFP | CICU-SMPC | CG
CP03ISSM |  |  | CP03ISSM-MF005 | CP03ISSM-HM001 | CP03ISSM-HM001 | MF | 005 | Multi-Function Node | 005 | Coastal Pioneer Inshore | Multi-Function Node 005 | Multi-Function Node 005 - Coastal Pioneer Inshore | DCL-PCFP | CICU-SMPC | CG
CP03ISSM | No |  | CP03ISSM-AD001 | CP03ISSM-HM001 | CP03ISSM-HM001 | AD | 001 | AUV Dock | 001 | Coastal Pioneer Inshore | AUV Dock 001 | AUV Dock 001 - Coastal Pioneer Inshore | DCL-PCFP | CICU-SMPC | CG
CP03ISSM |  |  | CP03ISSM-RI002 | CP03ISSM-HM001 | CP03ISSM-HM001 | RI | 002 | Mooring Riser | 002 | Coastal Pioneer Inshore | Mooring Riser 002 | Mooring Riser 002 - Coastal Pioneer Inshore | DCL-PCFP | CICU-SMPC | CG
CP03ISSM |  |  | CP03ISSM-RI003 | CP03ISSM-HM001 | CP03ISSM-HM001 | RI | 003 | Mooring Riser | 003 | Coastal Pioneer Inshore | Mooring Riser 003 | Mooring Riser 003 - Coastal Pioneer Inshore | DCL-PCFP | CICU-SMPC | CG
CP03ISSM |  |  | CP03ISSM-SB001 | CP03ISSM-HM001 | CP03ISSM-HM001 | SB | 001 | Surface Buoy | 001 | Coastal Pioneer Inshore | Surface Buoy 001 | Surface Buoy 001 - Coastal Pioneer Inshore | DCL-PCFP | CICU-SMPC | CG
CP03ISSP | No | 1 | CP03ISSP-CP001 |  | CP03ISSP-CP001 | CP | 001 | Surface Piercing Profiler Mooring |  | Coastal Pioneer Inshore | Surface Piercing Profiler Mooring | Surface Piercing Profiler Mooring - Coastal Pioneer Inshore | CPVN-PC | CPOP-CMDS | CG
CP03ISSP |  |  | CP03ISSP-SP001 | CP03ISSP-CP001 | CP03ISSP-CP001 | SP | 001 | Surface-Piercing Profiler | 001 | Coastal Pioneer Inshore | Surface-Piercing Profiler 001 | Surface-Piercing Profiler 001 - Coastal Pioneer Inshore | CPVN-PC | CPOP-CMDS | CG
CP04OSPM |  | 1 | CP04OSPM-WF001 |  | CP04OSPM-WF001 | WF | 001 | Wire-Following Profiler |  | Coastal Pioneer Offshore | Wire-Following Profiler | Wire-Following Profiler - Coastal Pioneer Offshore | DCL-STC | CPOP-CMDS | CG |  | Change node type to PM in SAF | 2013-11-22 | 2013-12-05 | 2013-Knorr | candidate
CP04OSSM | No | 1 | CP04OSSM-HM001 |  | CP04OSSM-HM001 | HM | 001 | High Power Surface Mooring |  | Coastal Pioneer Offshore | High Power Surface Mooring | High Power Surface Mooring - Coastal Pioneer Offshore | DCL-PCFP | CICU-SMPC | CG
CP04OSSM |  |  | CP04OSSM-MF004 | CP04OSSM-HM001 | CP04OSSM-HM001 | MF | 004 | Multi-Function Node | 004 | Coastal Pioneer Offshore | Multi-Function Node 004 | Multi-Function Node 004 - Coastal Pioneer Offshore | DCL-PCFP | CICU-SMPC | CG
CP04OSSM |  |  | CP04OSSM-MF005 | CP04OSSM-HM001 | CP04OSSM-HM001 | MF | 005 | Multi-Function Node | 005 | Coastal Pioneer Offshore | Multi-Function Node 005 | Multi-Function Node 005 - Coastal Pioneer Offshore | DCL-PCFP | CICU-SMPC | CG
CP04OSSM | No |  | CP04OSSM-AD001 | CP04OSSM-HM001 | CP04OSSM-HM001 | AD | 001 | AUV Dock | 001 | Coastal Pioneer Offshore | AUV Dock 001 | AUV Dock 001 - Coastal Pioneer Offshore | DCL-PCFP | CICU-SMPC | CG
CP04OSSM |  |  | CP04OSSM-RI002 | CP04OSSM-HM001 | CP04OSSM-HM001 | RI | 002 | Mooring Riser | 002 | Coastal Pioneer Offshore | Mooring Riser 002 | Mooring Riser 002 - Coastal Pioneer Offshore | DCL-PCFP | CICU-SMPC | CG
CP04OSSM |  |  | CP04OSSM-RI003 | CP04OSSM-HM001 | CP04OSSM-HM001 | RI | 003 | Mooring Riser | 003 | Coastal Pioneer Offshore | Mooring Riser 003 | Mooring Riser 003 - Coastal Pioneer Offshore | DCL-PCFP | CICU-SMPC | CG
CP04OSSM |  |  | CP04OSSM-SB001 | CP04OSSM-HM001 | CP04OSSM-HM001 | SB | 001 | Surface Buoy | 001 | Coastal Pioneer Offshore | Surface Buoy 001 | Surface Buoy 001 - Coastal Pioneer Offshore | DCL-PCFP | CICU-SMPC | CG
CP05MOAS |  | 1 | CP05MOAS-AV001 |  | CP05MOAS-AV001 | AV | 001 | AUV | 001 | Coastal Pioneer Mobile Assets | AUV 001 | AUV 001 - Coastal Pioneer Mobile Assets | AVVN-PC | CPOP-AVDS | CG
CP05MOAS |  | 1 | CP05MOAS-AV002 |  | CP05MOAS-AV002 | AV | 002 | AUV | 002 | Coastal Pioneer Mobile Assets | AUV 002 | AUV 002 - Coastal Pioneer Mobile Assets | AVVN-PC | CPOP-AVDS | CG
CP05MOAS |  | 1 | CP05MOAS-AV003 |  | CP05MOAS-AV003 | AV | 003 | AUV | 003 | Coastal Pioneer Mobile Assets | AUV 003 | AUV 003 - Coastal Pioneer Mobile Assets | AVVN-PC | CPOP-AVDS | CG
CP05MOAS |  | 1 | CP05MOAS-GL001 |  | CP05MOAS-GL001 | GL | 001 | Glider | 001 | Coastal Pioneer Mobile Assets | Glider 001 | Glider 001 - Coastal Pioneer Mobile Assets | CGVN-PC | CPOP-CGDS | CG |  |  | 2013-11-22 | 2013-12-05 | 2013-Knorr | candidate
CP05MOAS |  | 1 | CP05MOAS-GL002 |  | CP05MOAS-GL002 | GL | 002 | Glider | 002 | Coastal Pioneer Mobile Assets | Glider 002 | Glider 002 - Coastal Pioneer Mobile Assets | CGVN-PC | CPOP-CGDS | CG |  |  | 2013-11-22 | 2013-12-05 | 2013-Knorr | candidate
CP05MOAS |  | 1 | CP05MOAS-GL003 |  | CP05MOAS-GL003 | GL | 003 | Glider | 003 | Coastal Pioneer Mobile Assets | Glider 003 | Glider 003 - Coastal Pioneer Mobile Assets | CGVN-PC | CPOP-CGDS | CG |  |  | 2013-11-22 | 2013-12-05 | 2013-Knorr | candidate
CP05MOAS |  | 1 | CP05MOAS-GL004 |  | CP05MOAS-GL004 | GL | 004 | Glider | 004 | Coastal Pioneer Mobile Assets | Glider 004 | Glider 004 - Coastal Pioneer Mobile Assets | CGVN-PC | CPOP-CGDS | CG |  |  | 2013-11-22 | 2013-12-05 | 2013-Knorr | candidate
CP05MOAS |  | 1 | CP05MOAS-GL005 |  | CP05MOAS-GL005 | GL | 005 | Glider | 005 | Coastal Pioneer Mobile Assets | Glider 005 | Glider 005 - Coastal Pioneer Mobile Assets | CGVN-PC | CPOP-CGDS | CG |  |  | 2013-11-22 | 2013-12-05 | 2013-Knorr | candidate
CP05MOAS |  | 1 | CP05MOAS-GL006 |  | CP05MOAS-GL006 | GL | 006 | Glider | 006 | Coastal Pioneer Mobile Assets | Glider 006 | Glider 006 - Coastal Pioneer Mobile Assets | CGVN-PC | CPOP-CGDS | CG |  |  | 2013-11-22 | 2013-12-05 | 2013-Knorr | candidate
GA01SUMO | No | 1 | GA01SUMO-SM001 |  | GA01SUMO-SM001 | SM | 001 | Standard Power Surface Mooring |  | Global Argentine Basin Apex | Standard Power Surface Mooring | Standard Power Surface Mooring - Global Argentine Basin Apex | DCL-PCFP | CICU-SMPC | CG
GA01SUMO |  |  | GA01SUMO-RI002 | GA01SUMO-SM001 | GA01SUMO-SM001 | RI | 002 | Mooring Riser | 002 | Global Argentine Basin Apex | Mooring Riser 002 | Mooring Riser 002 - Global Argentine Basin Apex | DCL-PCFP | CICU-SMPC | CG
GA01SUMO |  |  | GA01SUMO-RI003 | GA01SUMO-SM001 | GA01SUMO-SM001 | RI | 003 | Mooring Riser | 003 | Global Argentine Basin Apex | Mooring Riser 003 | Mooring Riser 003 - Global Argentine Basin Apex | DCL-PCFP | CICU-SMPC | CG
GA01SUMO |  |  | GA01SUMO-SB001 | GA01SUMO-SM001 | GA01SUMO-SM001 | SB | 001 | Surface Buoy | 001 | Global Argentine Basin Apex | Surface Buoy 001 | Surface Buoy 001 - Global Argentine Basin Apex | DCL-PCFP | CICU-SMPC | CG
GA02HYPM | No | 1 | GA02HYPM-GP001 |  | GA02HYPM-GP001 | GP | 001 | Hybrid Profiler Mooring |  | Global Argentine Basin Apex | Hybrid Profiler Mooring | Hybrid Profiler Mooring - Global Argentine Basin Apex | SIO-PC | CPOP-GMDS | CG
GA02HYPM |  |  | GA02HYPM-MP003 | GA02HYPM-GP001 | GA02HYPM-GP001 | MP | 003 | Mid-Water Platform | 003 | Global Argentine Basin Apex | Mid-Water Platform 003 | Mid-Water Platform 003 - Global Argentine Basin Apex | SIO-PC | CPOP-GMDS | CG
GA02HYPM |  |  | GA02HYPM-SP001 | GA02HYPM-GP001 | GA02HYPM-GP001 | SP | 001 | Surface-Piercing Profiler | 001 | Global Argentine Basin Apex | Surface-Piercing Profiler 001 | Surface-Piercing Profiler 001 - Global Argentine Basin Apex | SIO-PC | CPOP-GMDS | CG
GA02HYPM |  |  | GA02HYPM-WF002 | GA02HYPM-GP001 | GA02HYPM-GP001 | WF | 002 | Wire-Following Profiler | 002 | Global Argentine Basin Apex | Wire-Following Profiler 002 | Wire-Following Profiler 002 - Global Argentine Basin Apex | SIO-PC | CPOP-GMDS | CG
GA02HYPM |  |  | GA02HYPM-WF004 | GA02HYPM-GP001 | GA02HYPM-GP001 | WF | 004 | Wire-Following Profiler | 004 | Global Argentine Basin Apex | Wire-Following Profiler 004 | Wire-Following Profiler 004 - Global Argentine Basin Apex | SIO-PC | CPOP-GMDS | CG
GA03FLMA | No | 1 | GA03FLMA-FM001 |  | GA03FLMA-FM001 | FM | 001 | Low Power Sub-surface Mooring | A | Global Argentine Basin Mesoscale Flanking A | Low Power Sub-surface Mooring A | Low Power Sub-surface Mooring A - Global Argentine Basin Mesoscale Flanking A | SIO-PC | CPOP-GMDS | CG
GA03FLMA |  |  | GA03FLMA-RI001 | GA03FLMA-FM001 | GA03FLMA-FM001 | RI | 001 | Mooring Riser | 001 | Global Argentine Basin Mesoscale Flanking A | Mooring Riser 001 | Mooring Riser 001 - Global Argentine Basin Mesoscale Flanking A | SIO-PC | CPOP-GMDS | CG
GA03FLMB | No | 1 | GA03FLMB-FM001 |  | GA03FLMB-FM001 | FM | 001 | Low Power Sub-surface Mooring | B | Global Argentine Basin Mesoscale Flanking B | Low Power Sub-surface Mooring B | Low Power Sub-surface Mooring B - Global Argentine Basin Mesoscale Flanking B | SIO-PC | CPOP-GMDS | CG
GA03FLMB |  |  | GA03FLMB-RI001 | GA03FLMB-FM001 | GA03FLMB-FM001 | RI | 001 | Mooring Riser | 001 | Global Argentine Basin Mesoscale Flanking B | Mooring Riser 001 | Mooring Riser 001 - Global Argentine Basin Mesoscale Flanking B | SIO-PC | CPOP-GMDS | CG
GA05MOAS |  | 1 | GA05MOAS-GL001 |  | GA05MOAS-GL001 | GL | 001 | Glider | 001 | Global Argentine Basin Mobile Assets | Glider 001 | Glider 001 - Global Argentine Basin Mobile Assets | OGVN-PC | CPOP-OGDS | CG
GA05MOAS |  | 1 | GA05MOAS-GL002 |  | GA05MOAS-GL002 | GL | 002 | Glider | 002 | Global Argentine Basin Mobile Assets | Glider 002 | Glider 002 - Global Argentine Basin Mobile Assets | OGVN-PC | CPOP-OGDS | CG
GA05MOAS |  | 1 | GA05MOAS-GL003 |  | GA05MOAS-GL003 | GL | 003 | Glider | 003 | Global Argentine Basin Mobile Assets | Glider 003 | Glider 003 - Global Argentine Basin Mobile Assets | OGVN-PC | CPOP-OGDS | CG
GI01SUMO | No | 1 | GI01SUMO-SM001 |  | GI01SUMO-SM001 | SM | 001 | Standard Power Surface Mooring |  | Global Irminger Sea Apex | Standard Power Surface Mooring | Standard Power Surface Mooring - Global Irminger Sea Apex | DCL-PCFP | CICU-SMPC | CG
GI01SUMO |  |  | GI01SUMO-RI002 | GI01SUMO-SM001 | GI01SUMO-SM001 | RI | 002 | Mooring Riser | 002 | Global Irminger Sea Apex | Mooring Riser 002 | Mooring Riser 002 - Global Irminger Sea Apex | DCL-PCFP | CICU-SMPC | CG
GI01SUMO |  |  | GI01SUMO-RI003 | GI01SUMO-SM001 | GI01SUMO-SM001 | RI | 003 | Mooring Riser | 003 | Global Irminger Sea Apex | Mooring Riser 003 | Mooring Riser 003 - Global Irminger Sea Apex | DCL-PCFP | CICU-SMPC | CG
GI01SUMO |  |  | GI01SUMO-SB001 | GI01SUMO-SM001 | GI01SUMO-SM001 | SB | 001 | Surface Buoy | 001 | Global Irminger Sea Apex | Surface Buoy 001 | Surface Buoy 001 - Global Irminger Sea Apex | DCL-PCFP | CICU-SMPC | CG
GI02HYPM | No | 1 | GI02HYPM-GP001 |  | GI02HYPM-GP001 | GP | 001 | Hybrid Profiler Mooring |  | Global Irminger Sea Apex | Hybrid Profiler Mooring | Hybrid Profiler Mooring - Global Irminger Sea Apex | SIO-PC | CPOP-GMDS | CG
GI02HYPM |  |  | GI02HYPM-MP003 | GI02HYPM-GP001 | GI02HYPM-GP001 | MP | 003 | Mid-Water Platform | 003 | Global Irminger Sea Apex | Mid-Water Platform 003 | Mid-Water Platform 003 - Global Irminger Sea Apex | SIO-PC | CPOP-GMDS | CG
GI02HYPM |  |  | GI02HYPM-SP001 | GI02HYPM-GP001 | GI02HYPM-GP001 | SP | 001 | Surface-Piercing Profiler | 001 | Global Irminger Sea Apex | Surface-Piercing Profiler 001 | Surface-Piercing Profiler 001 - Global Irminger Sea Apex | SIO-PC | CPOP-GMDS | CG
GI02HYPM |  |  | GI02HYPM-WF002 | GI02HYPM-GP001 | GI02HYPM-GP001 | WF | 002 | Wire-Following Profiler | 002 | Global Irminger Sea Apex | Wire-Following Profiler 002 | Wire-Following Profiler 002 - Global Irminger Sea Apex | SIO-PC | CPOP-GMDS | CG
GI03FLMA | No | 1 | GI03FLMA-FM001 |  | GI03FLMA-FM001 | FM | 001 | Low Power Sub-surface Mooring | A | Global Irminger Sea Mesoscale Flanking A | Low Power Sub-surface Mooring A | Low Power Sub-surface Mooring A - Global Irminger Sea Mesoscale Flanking A | SIO-PC | CPOP-GMDS | CG
GI03FLMA |  |  | GI03FLMA-RI001 | GI03FLMA-FM001 | GI03FLMA-FM001 | RI | 001 | Mooring Riser | 001 | Global Irminger Sea Mesoscale Flanking A | Mooring Riser 001 | Mooring Riser 001 - Global Irminger Sea Mesoscale Flanking A | SIO-PC | CPOP-GMDS | CG
GI03FLMB | No | 1 | GI03FLMB-FM001 |  | GI03FLMB-FM001 | FM | 001 | Low Power Sub-surface Mooring | B | Global Irminger Sea Mesoscale Flanking B | Low Power Sub-surface Mooring B | Low Power Sub-surface Mooring B - Global Irminger Sea Mesoscale Flanking B | SIO-PC | CPOP-GMDS | CG
GI03FLMB |  |  | GI03FLMB-RI001 | GI03FLMB-FM001 | GI03FLMB-FM001 | RI | 001 | Mooring Riser | 001 | Global Irminger Sea Mesoscale Flanking B | Mooring Riser 001 | Mooring Riser 001 - Global Irminger Sea Mesoscale Flanking B | SIO-PC | CPOP-GMDS | CG
GI05MOAS |  | 1 | GI05MOAS-GL001 |  | GI05MOAS-GL001 | GL | 001 | Glider | 001 | Global Irminger Sea Mobile Assets | Glider 001 | Glider 001 - Global Irminger Sea Mobile Assets | OGVN-PC | CPOP-OGDS | CG
GI05MOAS |  | 1 | GI05MOAS-GL002 |  | GI05MOAS-GL002 | GL | 002 | Glider | 002 | Global Irminger Sea Mobile Assets | Glider 002 | Glider 002 - Global Irminger Sea Mobile Assets | OGVN-PC | CPOP-OGDS | CG
GI05MOAS |  | 1 | GI05MOAS-GL003 |  | GI05MOAS-GL003 | GL | 003 | Glider | 003 | Global Irminger Sea Mobile Assets | Glider 003 | Glider 003 - Global Irminger Sea Mobile Assets | OGVN-PC | CPOP-OGDS | CG
GP02HYPM | No | 1 | GP02HYPM-GP001 |  | GP02HYPM-GP001 | GP | 001 | Hybrid Profiler Mooring |  | Global Station Papa Apex | Hybrid Profiler Mooring | Hybrid Profiler Mooring - Global Station Papa Apex | SIO-PC | CPOP-GMDS | CG |  |  | 2013-07-17 | 2013-08-03 | 2013-Melville | candidate
GP02HYPM |  |  | GP02HYPM-MP003 | GP02HYPM-GP001 | GP02HYPM-GP001 | MP | 003 | Mid-Water Platform | 003 | Global Station Papa Apex | Mid-Water Platform 003 | Mid-Water Platform 003 - Global Station Papa Apex | SIO-PC | CPOP-GMDS | CG |  |  | 2013-07-17 | 2013-08-03 | 2013-Melville | candidate
GP02HYPM |  |  | GP02HYPM-SP001 | GP02HYPM-GP001 | GP02HYPM-GP001 | SP | 001 | Surface-Piercing Profiler | 001 | Global Station Papa Apex | Surface-Piercing Profiler 001 | Surface-Piercing Profiler 001 - Global Station Papa Apex | SIO-PC | CPOP-GMDS | CG |  |  | 2013-07-17 | 2013-08-03 | 2013-Melville | candidate
GP02HYPM |  |  | GP02HYPM-WF002 | GP02HYPM-GP001 | GP02HYPM-GP001 | WF | 002 | Wire-Following Profiler | 002 | Global Station Papa Apex | Wire-Following Profiler 002 | Wire-Following Profiler 002 - Global Station Papa Apex | SIO-PC | CPOP-GMDS | CG |  |  | 2013-07-17 | 2013-08-03 | 2013-Melville | candidate
GP02HYPM |  |  | GP02HYPM-WF004 | GP02HYPM-GP001 | GP02HYPM-GP001 | WF | 004 | Wire-Following Profiler | 004 | Global Station Papa Apex | Wire-Following Profiler 004 | Wire-Following Profiler 004 - Global Station Papa Apex | SIO-PC | CPOP-GMDS | CG |  |  | 2013-07-17 | 2013-08-03 | 2013-Melville | candidate
GP03FLMA | No | 1 | GP03FLMA-FM001 |  | GP03FLMA-FM001 | FM | 001 | Low Power Sub-surface Mooring | A | Global Station Papa Mesoscale Flanking A | Low Power Sub-surface Mooring A | Low Power Sub-surface Mooring A - Global Station Papa Mesoscale Flanking A | SIO-PC | CPOP-GMDS | CG |  |  | 2013-07-17 | 2013-08-03 | 2013-Melville | candidate
GP03FLMA |  |  | GP03FLMA-RI001 | GP03FLMA-FM001 | GP03FLMA-FM001 | RI | 001 | Mooring Riser | 001 | Global Station Papa Mesoscale Flanking A | Mooring Riser 001 | Mooring Riser 001 - Global Station Papa Mesoscale Flanking A | SIO-PC | CPOP-GMDS | CG |  |  | 2013-07-17 | 2013-08-03 | 2013-Melville | candidate
GP03FLMB | No | 1 | GP03FLMB-FM001 |  | GP03FLMB-FM001 | FM | 001 | Low Power Sub-surface Mooring | B | Global Station Papa Mesoscale Flanking B | Low Power Sub-surface Mooring B | Low Power Sub-surface Mooring B - Global Station Papa Mesoscale Flanking B | SIO-PC | CPOP-GMDS | CG |  |  | 2013-07-17 | 2013-08-03 | 2013-Melville | candidate
GP03FLMB |  |  | GP03FLMB-RI001 | GP03FLMB-FM001 | GP03FLMB-FM001 | RI | 001 | Mooring Riser | 001 | Global Station Papa Mesoscale Flanking B | Mooring Riser 001 | Mooring Riser 001 - Global Station Papa Mesoscale Flanking B | SIO-PC | CPOP-GMDS | CG |  |  | 2013-07-17 | 2013-08-03 | 2013-Melville | candidate
GP05MOAS |  | 1 | GP05MOAS-GL001 |  | GP05MOAS-GL001 | GL | 001 | Glider | 001 | Global Station Papa Mobile Assets | Glider 001 | Glider 001 - Global Station Papa Mobile Assets | OGVN-PC | CPOP-OGDS | CG |  |  | 2013-07-17 | 2013-08-03 | 2013-Melville | candidate
GP05MOAS |  | 1 | GP05MOAS-GL002 |  | GP05MOAS-GL002 | GL | 002 | Glider | 002 | Global Station Papa Mobile Assets | Glider 002 | Glider 002 - Global Station Papa Mobile Assets | OGVN-PC | CPOP-OGDS | CG |  |  | 2013-07-17 | 2013-08-03 | 2013-Melville | candidate
GP05MOAS |  | 1 | GP05MOAS-GL003 |  | GP05MOAS-GL003 | GL | 003 | Glider | 003 | Global Station Papa Mobile Assets | Glider 003 | Glider 003 - Global Station Papa Mobile Assets | OGVN-PC | CPOP-OGDS | CG |  |  | 2013-07-17 | 2013-08-03 | 2013-Melville | candidate
GS01SUMO | No | 1 | GS01SUMO-SM001 |  | GS01SUMO-SM001 | SM | 001 | Standard Power Surface Mooring |  | Global Southern Ocean Apex | Standard Power Surface Mooring | Standard Power Surface Mooring - Global Southern Ocean Apex | DCL-PCFP | CICU-SMPC | CG
GS01SUMO |  |  | GS01SUMO-RI002 | GS01SUMO-SM001 | GS01SUMO-SM001 | RI | 002 | Mooring Riser | 002 | Global Southern Ocean Apex | Mooring Riser 002 | Mooring Riser 002 - Global Southern Ocean Apex | DCL-PCFP | CICU-SMPC | CG
GS01SUMO |  |  | GS01SUMO-RI003 | GS01SUMO-SM001 | GS01SUMO-SM001 | RI | 003 | Mooring Riser | 003 | Global Southern Ocean Apex | Mooring Riser 003 | Mooring Riser 003 - Global Southern Ocean Apex | DCL-PCFP | CICU-SMPC | CG
GS01SUMO |  |  | GS01SUMO-SB001 | GS01SUMO-SM001 | GS01SUMO-SM001 | SB | 001 | Surface Buoy | 001 | Global Southern Ocean Apex | Surface Buoy 001 | Surface Buoy 001 - Global Southern Ocean Apex | DCL-PCFP | CICU-SMPC | CG
GS02HYPM | No | 1 | GS02HYPM-GP001 |  | GS02HYPM-GP001 | GP | 001 | Hybrid Profiler Mooring |  | Global Southern Ocean Apex | Hybrid Profiler Mooring | Hybrid Profiler Mooring - Global Southern Ocean Apex | SIO-PC | CPOP-GMDS | CG
GS02HYPM |  |  | GS02HYPM-MP003 | GS02HYPM-GP001 | GS02HYPM-GP001 | MP | 003 | Mid-Water Platform | 003 | Global Southern Ocean Apex | Mid-Water Platform 003 | Mid-Water Platform 003 - Global Southern Ocean Apex | SIO-PC | CPOP-GMDS | CG
GS02HYPM |  |  | GS02HYPM-SP001 | GS02HYPM-GP001 | GS02HYPM-GP001 | SP | 001 | Surface-Piercing Profiler | 001 | Global Southern Ocean Apex | Surface-Piercing Profiler 001 | Surface-Piercing Profiler 001 - Global Southern Ocean Apex | SIO-PC | CPOP-GMDS | CG
GS02HYPM |  |  | GS02HYPM-WF002 | GS02HYPM-GP001 | GS02HYPM-GP001 | WF | 002 | Wire-Following Profiler | 002 | Global Southern Ocean Apex | Wire-Following Profiler 002 | Wire-Following Profiler 002 - Global Southern Ocean Apex | SIO-PC | CPOP-GMDS | CG
GS02HYPM |  |  | GS02HYPM-WF004 | GS02HYPM-GP001 | GS02HYPM-GP001 | WF | 004 | Wire-Following Profiler | 004 | Global Southern Ocean Apex | Wire-Following Profiler 004 | Wire-Following Profiler 004 - Global Southern Ocean Apex | SIO-PC | CPOP-GMDS | CG
GS03FLMA | No | 1 | GS03FLMA-FM001 |  | GS03FLMA-FM001 | FM | 001 | Low Power Sub-surface Mooring | A | Global Southern Ocean Mesoscale Flanking A | Low Power Sub-surface Mooring A | Low Power Sub-surface Mooring A - Global Southern Ocean Mesoscale Flanking A | SIO-PC | CPOP-GMDS | CG
GS03FLMA |  |  | GS03FLMA-RI001 | GS03FLMA-FM001 | GS03FLMA-FM001 | RI | 001 | Mooring Riser | 001 | Global Southern Ocean Mesoscale Flanking A | Mooring Riser 001 | Mooring Riser 001 - Global Southern Ocean Mesoscale Flanking A | SIO-PC | CPOP-GMDS | CG
GS03FLMB | No | 1 | GS03FLMB-FM001 |  | GS03FLMB-FM001 | FM | 001 | Low Power Sub-surface Mooring | B | Global Southern Ocean Mesoscale Flanking B | Low Power Sub-surface Mooring B | Low Power Sub-surface Mooring B - Global Southern Ocean Mesoscale Flanking B | SIO-PC | CPOP-GMDS | CG
GS03FLMB |  |  | GS03FLMB-RI001 | GS03FLMB-FM001 | GS03FLMB-FM001 | RI | 001 | Mooring Riser | 001 | Global Southern Ocean Mesoscale Flanking B | Mooring Riser 001 | Mooring Riser 001 - Global Southern Ocean Mesoscale Flanking B | SIO-PC | CPOP-GMDS | CG
GS05MOAS |  | 1 | GS05MOAS-GL001 |  | GS05MOAS-GL001 | GL | 001 | Glider | 001 | Global Southern Ocean Mobile Assets | Glider 001 | Glider 001 - Global Southern Ocean Mobile Assets | OGVN-PC | CPOP-OGDS | CG
GS05MOAS |  | 1 | GS05MOAS-GL002 |  | GS05MOAS-GL002 | GL | 002 | Glider | 002 | Global Southern Ocean Mobile Assets | Glider 002 | Glider 002 - Global Southern Ocean Mobile Assets | OGVN-PC | CPOP-OGDS | CG
GS05MOAS |  | 1 | GS05MOAS-GL003 |  | GS05MOAS-GL003 | GL | 003 | Glider | 003 | Global Southern Ocean Mobile Assets | Glider 003 | Glider 003 - Global Southern Ocean Mobile Assets | OGVN-PC | CPOP-OGDS | CG
RS00PCSS | No | 1 | RS00PCSS-SS001 |  | RS00PCSS-SS001 | SS | 001 | Shore Station |  | Regional Pacific City | Shore Station | Shore Station - Regional Pacific City | RSN-PC | CPOP-ROMS | RSN |  |  | 2012-03-01 | 2012-03-01 | shore | past
RS00PCSS | No |  | RS00PCSS-SI001 | RS00PCSS-SS001 | RS00PCSS-SS001 | SI | 001 | Shore Infrastructure | Time server | Regional Pacific City | Shore Infrastructure Time server | Shore Infrastructure Time server - Regional Pacific City | RSN-PC | CPOP-ROMS | RSN |  |  | 2012-03-01 | 2012-03-01 | shore | past
RS00PCSS | No |  | RS00PCSS-SI002 | RS00PCSS-SS001 | RS00PCSS-SS001 | SI | 002 | Shore Infrastructure | PFE | Regional Pacific City | Shore Infrastructure PFE | Shore Infrastructure PFE - Regional Pacific City | RSN-PC | CPOP-ROMS | RSN |  |  | 2012-03-01 | 2012-03-01 | shore | past
RS00PCSS | No |  | RS00PCSS-SI003 | RS00PCSS-SS001 | RS00PCSS-SS001 | SI | 003 | Shore Infrastructure | L3-UPS1 | Regional Pacific City | Shore Infrastructure L3-UPS1 | Shore Infrastructure L3-UPS1 - Regional Pacific City | RSN-PC | CPOP-ROMS | RSN |  |  | 2012-03-01 | 2012-03-01 | shore | past
RS00PCSS | No |  | RS00PCSS-SI004 | RS00PCSS-SS001 | RS00PCSS-SS001 | SI | 004 | Shore Infrastructure | L3-UPS2 | Regional Pacific City | Shore Infrastructure L3-UPS2 | Shore Infrastructure L3-UPS2 - Regional Pacific City | RSN-PC | CPOP-ROMS | RSN |  |  | 2012-03-01 | 2012-03-01 | shore | past
RS00PCSS | No |  | RS00PCSS-SI005 | RS00PCSS-SS001 | RS00PCSS-SS001 | SI | 005 | Shore Infrastructure | RSN-UPS1 | Regional Pacific City | Shore Infrastructure RSN-UPS1 | Shore Infrastructure RSN-UPS1 - Regional Pacific City | RSN-PC | CPOP-ROMS | RSN |  |  | 2012-03-01 | 2012-03-01 | shore | past
RS00PCSS | No |  | RS00PCSS-SI006 | RS00PCSS-SS001 | RS00PCSS-SS001 | SI | 006 | Shore Infrastructure | Backhaul | Regional Pacific City | Shore Infrastructure Backhaul | Shore Infrastructure Backhaul - Regional Pacific City | RSN-PC | CPOP-ROMS | RSN |  |  | 2012-03-01 | 2012-03-01 | shore | past
RS00PCSS | No |  | RS00PCSS-SI007 | RS00PCSS-SS001 | RS00PCSS-SS001 | SI | 007 | Shore Infrastructure | SLTE | Regional Pacific City | Shore Infrastructure SLTE | Shore Infrastructure SLTE - Regional Pacific City | RSN-PC | CPOP-ROMS | RSN |  |  | 2012-03-01 | 2012-03-01 | shore | past
RS01SBVM | No | 1 | RS01SBVM-LV01A |  | RS01SBVM-LV01A | LV | 01A | Low Voltage Node | 01A | Regional Continental Margin Base | Low Voltage Node 01A | Low Voltage Node 01A - Regional Continental Margin Base | RSN-PC | CPOP-ROMS | RSN | Yes |  | 2014-08-01 | 2014-08-01 | shore | push |  | 01 | RS01SLOP-PN01A | 02
RS01SBVM |  | 1 | RS01SBVM-DP01A |  | RS01SBVM-DP01A | DP | 01A | Deep Profiler Mooring | 01A | Regional Continental Margin Base | Deep Profiler Mooring 01A | Deep Profiler Mooring 01A - Regional Continental Margin Base | RSN-PCDP | CPOP-ROMS | RSN | Yes | [7 empty] | RS01SBVM-LV01A
RS01SBVM |  | 1 | RS01SBVM-LJ01A |  | RS01SBVM-LJ01A | LJ | 01A | Low Power JBox | 01A | Regional Continental Margin Base | Low Power JBox 01A | Low Power JBox 01A - Regional Continental Margin Base | RSN-PC | CPOP-ROMS | RSN | Yes | [6 empty] | 01 | RS01SBVM-LV01A | 05
RS01SBVM | No | 1 | RS01SBVM-SR01A |  | RS01SBVM-SR01A | SR | 01A | Shallow Profiler Mooring | 01A | Regional Continental Margin Base | Shallow Profiler Mooring 01A | Shallow Profiler Mooring 01A - Regional Continental Margin Base | RSN-PCSF | CPOP-ROMS | RSN | Yes
RS01SBVM |  | 1 | RS01SBVM-PC01A | RS01SBVM-SR01A | RS01SBVM-SR01A | PC | 01A | 200m Platform | 01A | Regional Continental Margin Base | 200m Platform 01A | 200m Platform 01A - Regional Continental Margin Base | RSN-PC | CPOP-ROMS | RSN | Yes | [6 empty] | 01 | RS01SBVM-LV01A | 02
RS01SBVM | No |  | RS01SBVM-SC01A | RS01SBVM-SR01A | RS01SBVM-SR01A | SC | 01A | Shallow Profiler Controller | 01A | Regional Continental Margin Base | Shallow Profiler Controller 01A | Shallow Profiler Controller 01A - Regional Continental Margin Base | RSN-PCSF | CPOP-ROMS | RSN | Yes | [6 empty] | 01 | RS01SBVM-PC01A | 02
RS01SBVM |  |  | RS01SBVM-SF01A | RS01SBVM-SR01A | RS01SBVM-SR01A | SF | 01A | Shallow Profiler Science Float | 01A | Regional Continental Margin Base | Shallow Profiler Science Float 01A | Shallow Profiler Science Float 01A - Regional Continental Margin Base | RSN-PCSF | CPOP-ROMS | RSN | Yes | [6 empty] | 01 | RS01SBVM-SC01A | 04
RS01SLOP | No | 1 | RS01SLOP-PN01A |  | RS01SLOP-PN01A | PN | 01A | Primary Node | 01A | Regional Continental Margin | Primary Node 01A | Primary Node 01A - Regional Continental Margin | RSN-PC | CPOP-ROMS | RSN | Yes |  | 2012-09-01 | 2012-09-01 | 2013-Thompson | past |  | I1 | RS00PCSS-SS001 | NA
RS01SLBS |  | 1 | RS01SLBS-MJ01A |  | RS01SLBS-MJ01A | MJ | 01A | Medium Power JBox | 01A | Regional Continental Margin Base | Medium Power JBox 01A | Medium Power JBox 01A - Regional Continental Margin Base | RSN-PC | CPOP-ROMS | RSN | Yes |  | 2013-06-28 | 2013-07-31 | 2013-Thompson | candidate |  | 01 | RS01SLOP-PN01A | 03
RS01SLOP | No | 1 | RS01SLOP-PN01B |  | RS01SLOP-PN01B | PN | 01B | Primary Node | 01B | Regional Continental Margin | Primary Node 01B | Primary Node 01B - Regional Continental Margin | RSN-PC | CPOP-ROMS | RSN | Yes |  | 2012-09-01 | 2012-09-01 |  | past |  | I1 | RS01SLOP-PN01A | X1
RS01SUM1 | No | 1 | RS01SUM1-LV01B |  | RS01SUM1-LV01B | LV | 01B | Low Voltage Node | 01B | Regional Continental Margin Southern Hydrate Ridge | Low Voltage Node 01B | Low Voltage Node 01B - Regional Continental Margin Southern Hydrate Ridge | RSN-PC | CPOP-ROMS | RSN | Yes |  | 2014-03-01 | 2014-03-01 |  | unknown | Connector not installed | 01 | RS01SLOP-PN01B | 02
RS01SUM1 |  | 1 | RS01SUM1-LJ01B |  | RS01SUM1-LJ01B | LJ | 01B | Low Power JBox | 01B | Regional Continental Margin Southern Hydrate Ridge | Low Power JBox 01B | Low Power JBox 01B - Regional Continental Margin Southern Hydrate Ridge | RSN-PC | CPOP-ROMS | RSN | Yes |  | 2014-03-01 | 2014-03-01 |  | unknown | Connector not installed | 01 | RS01SUM1-LV01B | 05
RS01SUM2 |  | 1 | RS01SUM2-MJ01B |  | RS01SUM2-MJ01B | MJ | 01B | Medium Power JBox | 01B | Regional Continental Margin Southern Hydrate Ridge | Medium Power JBox 01B | Medium Power JBox 01B - Regional Continental Margin Southern Hydrate Ridge | RSN-PC | CPOP-ROMS | RSN | Yes |  | 2014-03-01 | 2014-03-01 |  | unknown | Connector not installed | 01 | RS01SUM1-LV01B | 02
RS03AXIA | No | 1 | RS03AXIA-PN03B |  | RS03AXIA-PN03B | PN | 03B | Primary Node | 03B | Regional Axial | Primary Node 03B | Primary Node 03B - Regional Axial | RSN-PC | CPOP-ROMS | RSN | Yes |  | 2012-09-01 | 2012-09-01 |  | past |  | I1 | RS03AXIA-PN03A | X1
RS03ASHS |  | 1 | RS03ASHS-ID03A |  | RS03ASHS-ID03A | ID | 03A | HD camera | 03A | Regional Axial Ashes | HD camera 03A | HD camera 03A - Regional Axial Ashes | RSN-PCHD | CPOP-ROMS | RSN | Yes |  | 2013-07-16 | 2013-08-30 | 2013-Thompson | candidate |  |  | RS03AXIA-PN03B | 06
RS03ASHS |  | 1 | RS03ASHS-MJ03B |  | RS03ASHS-MJ03B | MJ | 03B | Medium Power JBox | 03B | Regional Axial Ashes | Medium Power JBox 03B | Medium Power JBox 03B - Regional Axial Ashes | RSN-PC | CPOP-ROMS | RSN | Yes |  | 2013-07-16 | 2013-08-30 | 2013-Thompson | candidate |  | 01 | RS03AXIA-PN03B | 02
RS03AXIA | No | 1 | RS03AXIA-PN03A |  | RS03AXIA-PN03A | PN | 03A | Primary Node | 03A | Regional Axial | Primary Node 03A | Primary Node 03A - Regional Axial | RSN-PC | CPOP-ROMS | RSN | Yes |  | 2012-09-01 | 2012-09-01 |  | past |  | I1 | RS05MID1-PN05A | X1
RS03AXBS | No | 1 | RS03AXVM-LV03A |  | RS03AXVM-LV03A | LV | 03A | Low Voltage Node | 03A | Regional Axial Base | Low Voltage Node 03A | Low Voltage Node 03A - Regional Axial Base | RSN-PC | CPOP-ROMS | RSN | Yes |  | 2014-08-01 | 2014-08-01 |  | copy | part of mooring? | 01 | RS03AXIA-PN03A | 02
RS03AXBS |  | 1 | RS03AXBS-MJ03A |  | RS03AXBS-MJ03A | MJ | 03A | Medium Power JBox | 03A | Regional Axial Base | Medium Power JBox 03A | Medium Power JBox 03A - Regional Axial Base | RSN-PC | CPOP-ROMS | RSN | Yes |  | 2013-07-16 | 2013-08-30 | 2013-Thompson | candidate |  | 01 | RS03AXIA-PN03A | 03
RS03AXVM |  | 1 | RS03AXVM-DP03A |  | RS03AXVM-DP03A | DP | 03A | Deep Profiler Mooring | 03A | Regional Axial Base | Deep Profiler Mooring 03A | Deep Profiler Mooring 03A - Regional Axial Base | RSN-PCDP | CPOP-ROMS | RSN | Yes | [7 empty] | RS03AXVM-LV03A
RS03AXVM |  | 1 | RS03AXVM-LJ03A |  | RS03AXVM-LJ03A | LJ | 03A | Low Power JBox | 03A | Regional Axial Base | Low Power JBox 03A | Low Power JBox 03A - Regional Axial Base | RSN-PC | CPOP-ROMS | RSN | Yes | [6 empty] | 01 | RS03AXVM-LV03A | 05
RS03AXVM | No | 1 | RS03AXVM-SR03A |  | RS03AXVM-SR03A | SR | 03A | Shallow Profiler Mooring | 03A | Regional Axial Base | Shallow Profiler Mooring 03A | Shallow Profiler Mooring 03A - Regional Axial Base | RSN-PCSF | CPOP-ROMS | RSN | Yes
RS03AXVM |  | 1 | RS03AXVM-PC03A | RS03AXVM-SR03A | RS03AXVM-SR03A | PC | 03A | 200m Platform | 03A | Regional Axial Base | 200m Platform 03A | 200m Platform 03A - Regional Axial Base | RSN-PC | CPOP-ROMS | RSN | Yes | [6 empty] | 01 | RS03AXVM-LV03A | 02
RS03AXVM | No |  | RS03AXVM-SC03A | RS03AXVM-SR03A | RS03AXVM-SR03A | SC | 03A | Shallow Profiler Controller | 03A | Regional Axial Base | Shallow Profiler Controller 03A | Shallow Profiler Controller 03A - Regional Axial Base | RSN-PCSF | CPOP-ROMS | RSN | Yes | [6 empty] | 01 | RS03AXVM-PC03A | 02
RS03AXVM |  |  | RS03AXVM-SF03A | RS03AXVM-SR03A | RS03AXVM-SR03A | SF | 03A | Shallow Profiler Science Float | 03A | Regional Axial Base | Shallow Profiler Science Float 03A | Shallow Profiler Science Float 03A - Regional Axial Base | RSN-PCSF | CPOP-ROMS | RSN | Yes | [6 empty] | 01 | RS03AXVM-SC03A | 04
RS03CCAL |  | 1 | RS03CCAL-MJ03F |  | RS03CCAL-MJ03F | MJ | 03F | Medium Power JBox | 03F | Regional Axial Central Caldera | Medium Power JBox 03F | Medium Power JBox 03F - Regional Axial Central Caldera | RSN-PC | CPOP-ROMS | RSN | Yes |  | 2013-07-16 | 2013-08-30 | 2013-Thompson | candidate |  | 01 | RS03AXIA-PN03B | 01
RS03ECAL |  | 1 | RS03ECAL-MJ03E |  | RS03ECAL-MJ03E | MJ | 03E | Medium Power JBox | 03E | Regional Axial Eastern Caldera | Medium Power JBox 03E | Medium Power JBox 03E - Regional Axial Eastern Caldera | RSN-PC | CPOP-ROMS | RSN | Yes |  | 2013-07-16 | 2013-08-30 | 2013-Thompson | candidate |  | 01 | RS03AXIA-PN03B | 05
RS03INT1 |  | 1 | RS03INT1-MJ03C |  | RS03INT1-MJ03C | MJ | 03C | Medium Power JBox | 03C | Regional Axial International District | Medium Power JBox 03C | Medium Power JBox 03C - Regional Axial International District | RSN-PC | CPOP-ROMS | RSN | Yes |  | 2013-07-16 | 2013-08-30 | 2013-Thompson | candidate |  | 01 | RS03AXIA-PN03B | 03
RS03INT2 |  | 1 | RS03INT2-MJ03D |  | RS03INT2-MJ03D | MJ | 03D | Medium Power JBox | 03D | Regional Axial International District | Medium Power JBox 03D | Medium Power JBox 03D - Regional Axial International District | RSN-PC | CPOP-ROMS | RSN | Yes |  | 2013-07-16 | 2013-08-30 | 2013-Thompson | candidate |  | 01 | RS03AXIA-PN03B | 04
RS05MID1 | No | 1 | RS05MID1-PN05A |  | RS05MID1-PN05A | PN | 05A | Primary Node | 05A | Regional Mid Plate | Primary Node 05A | Primary Node 05A - Regional Mid Plate | RSN-PC | CPOP-ROMS | RSN | Yes |  | 2012-09-01 | 2012-09-01 |  | past |  | I1 | RS00PCSS-SS001 | NA

## NodeType
Code | SAF Name | Name | Composite Name | Platform | Mobile | Child Node | New | Comments
AD |  | AUV Dock | AUV Dock | P |  | C | Yes
AV | AUV | Automous Underwater Vehicle | AUV | P | M
BP | Benthic Package | Benthic Experiment Package | Benthic Experiment Package | P |  |  | Yes
CP |  | Surface Piercing Profiler Mooring | Surface Piercing Profiler Mooring | P |  |  | Yes
DP | Deep Profiler | Deep Profiler | Deep Profiler Mooring | P
FJ | 200 m Platform | 200 m Platform | 200m Platform
FM |  | Low Power Sub-surface Mooring | Low Power Sub-surface Mooring | P |  |  | Yes
GL | Gliders | Ocean Glider | Glider | P | M
GP |  | Hybrid Profiler Mooring | Hybrid Profiler Mooring | P |  |  | Yes
HM |  | High Power Surface Mooring | High Power Surface Mooring | P |  |  | Yes
ID | IF box HD camera | IF box HD camera | HD camera
LJ | LP Jbox | Low Power JBox | Low Power JBox | P |  | C
LV | Low Voltage Node | Low Voltage Node | Low Voltage Node
LM |  | Low Power Surface Mooring | Low Power Surface Mooring | P |  |  | Yes
MF | Multi-Function Node | Multi-Function Node | Multi-Function Node |  |  | C
MJ | MP Jbox | Medium Power JBox | Medium Power JBox | P |  | C
MP | Mid-Water Platform | Mid-Water Platform | Mid-Water Platform |  |  | C
PC | Platform Interface Controller | 200 m Platform | 200m Platform
PD | Deep Profiler Docking Station | Deep Profiler Docking Station | Deep Profiler Docking Station
PL | Platform | Platform | Platform
PM |  | Wire Following Profiler Mooring | Wire Following Profiler Mooring | P |  |  | Yes
PN | Primary Node | Primary Node | Primary Node | P
RI | Mooring Riser | Mooring Riser | Mooring Riser |  |  | C
SB | Surface Buoy | Surface Buoy | Surface Buoy |  |  | C
SC | Shallow Profiler Controller | Shallow Profiler Controller | Shallow Profiler Controller
SF | Shallow Profiler Science Float | Shallow Profiler Science Float | Shallow Profiler Science Float |  |  |  | Yes
SI |  | Shore Infrastructure | Shore Infrastructure |  |  | C | Yes | Added to represent RSN shore equipment
SM |  | Standard Power Surface Mooring | Standard Power Surface Mooring
SP | Surface-Piercing Profiler | Surface-Piercing Profiler | Surface-Piercing Profiler |  |  | C
SR |  | Shallow Profiler | Shallow Profiler Mooring | P |  |  | Yes | Added to represent RSN platforms
SS |  | Shore Station | Shore Station | P |  |  | Yes | Added to represent RSN shore equipment
WF | Wire-Following Profiler | Wire-Following Profiler | Wire-Following Profiler |  |  | C

## PlatformAgents
Code | SAF Name | Name | Agent Type | Node Types | RT Control Path | RT Data Path | RT Data Acquisition | Full Data Acquisition | Marine-CI Interface Location
CICU-SMPC | InSitu CyberPoP - Surface Mooring Platfrom Controller | Surface Mooring Platform Agent | PlatformAgent | LM,HM,SM | Direct | Direct | Partial | Post Deployment | In situ
CPOP-CMDS | Shore CyberPoP - Coastal Mooring Dock Server |  | DataAgent | CP,DP,FM,GP,LM,HM,MP,SM,PM,RI | Operator | File Transfer | Partial | Post Deployment | On shore
CPOP-GMDS | Shore CyberPoP - Global Mooring Dock Server |  | DataAgent | LM,HM,SM | Operator | File Transfer | Partial | Post Deployment | On shore
CPOP-CGDS | Shore CyberPoP - Coastal Glider Dock Server |  | DataAgent | GL | Operator | File Transfer | Partial | Post Deployment | On shore
CPOP-OGDS | Shore CyberPoP - Open Ocean Glider Dock Server |  | DataAgent | GL | Operator | File Transfer | Partial | Post Deployment | On shore
CPOP-AVDS | Shore CyberPoP - AUV Dock Server |  | DataAgent | AV | Operator | File Transfer | Partial | Post Deployment | On shore
CPOP-ROMS | Shore CyberPoP - Regional Operations Management System | RSN Node Platform Agent | PlatformAgent | BP,ID,LJ,LM,MJ,MF,PC | Direct | Direct | Complete | Real Time | On shore

## PlatformConfigTypes
Code | Name | Platform Agent Type | Platform Agent Type Name
AVVN-PC | AUV Vendor Supplied Platform Configuration | CPOP-AVDS | Shore CyberPoP - AUV Dock Server
CGVN-PC | Coastal Glider Vendor Supplied Platform Configuration | CPOP-CGDS | Shore CyberPoP - Coastal Glider Dock Server
CPVN-PC | Coastal Profiler Vendor Supplied Platform Configuration | CPOP-CMDS | Shore CyberPoP - Coastal Mooring Dock Server
DCL-PCFP | WHOI DCL Full Power Platform Configuration | CICU-SMPC | InSitu CyberPoP - Surface Mooring Platfrom Controller
DCL-PCLP | WHOI DCL Low Power Platform Configuration | CPOP-CMDS | Shore CyberPoP - Coastal Mooring Dock Server
DCL-STC | WHOI DCL STC Platform Configuration | CPOP-CMDS | Shore CyberPoP - Coastal Mooring Dock Server
OGVN-PC | Open Ocean Glider Vendor Supplied Platform Configuration | CPOP-OGDS | Shore CyberPoP - Open Ocean Glider Dock Server
RSN-PC | UW Junction Box Platform Configuration | CPOP-ROMS | Shore CyberPoP - Regional Operations Management System
RSN-PCDP | UW Deep Profiler Platform Configuration | CPOP-ROMS | Shore CyberPoP - Regional Operations Management System
RSN-PCHD | UW HD Camera Platform Configuration | CPOP-ROMS | Shore CyberPoP - Regional Operations Management System
RSN-PCSF | UW Shallow Profiler Platform Configuration | CPOP-ROMS | Shore CyberPoP - Regional Operations Management System
SIO-PC | SIO Platform Configuration | CPOP-GMDS | Shore CyberPoP - Global Mooring Dock Server

## CGPlatforms
Reference ID | Site | Depth | Mooring Name | Telemetry | Upper Termination | Platform Controller | Engineering Sensors | Platform Type Name | Platform Type Code | Power Configuration | Controller Type | Terrestial Link
CE01ISSM | Endurance Oregon Inshore | 24.3 m | Coastal EM Surface Mooring | Iridium 9522 (1) Iridium SBD (1) Freewave (1) Wi-Fi (1) | Submersible Surface Buoy | CPMs, DCLs w GPS (1) | Motion Pack | Low Power Surface Moorings | LM | Battery | DCL-PCLP | MMWireless
CE01ISSP | Endurance Oregon Inshore | 24.3 m | Coastal Surface Piercing Profiler Mooring | CPVN-PC | -- | CPVN-PC | –– | Surface Piercing Profiler Moorings | CP | Battery | CPVN-PC | CPVN-PC
CE02SHBP | Endurance Oregon Shelf | 80 m | Benthic Experiment Package | RSN-Cable | -- | RSN Jbox | (RSN provided, inside JBox) | Benthic Experiment Package | BP | Cable | RSN-PC | Cable
CE02SHSM | Endurance Oregon Shelf | 80 m | Coastal Surface Mooring | FBB250 (2) Iridium 9522(2) Iridium SBD (2) Freewave (2) Wi-Fi (1) | Coastal Standard Power Surface Buoy | Full-Function w/ GPS (2) | Motion Pack | Standard Power Surface Moorings | SM | Standard | DCL-PCFP | MMWireless
CE02SHSP | Endurance Oregon Shelf | 80 m | Coastal Surface Piercing Profiler Mooring | RSN-Cable | -- | RSN Jbox | –– | Surface Piercing Profiler Moorings | CP | Cable | RSN-PC | Cable
CE04OSBP | Endurance Oregon Offshore | 588 m | Benthic Experiment Package | RSN-Cable | -- | RSN Jbox | (RSN provided, inside JBox) | Benthic Experiment Package | BP | Cable | RSN-PC | Cable
CE04OSHY | Endurance Oregon Offshore | 588 m | Cabled Hybrid Profiler Mooring | RSN-Cable | -- | RSN Jbox | (RSN provided, inside JBox) | Cabled Hybrid Profiler Mooring | HY | Cable | RSN-PC | Cable
CE04OSSM | Endurance Oregon Offshore | 588 m | Coastal Surface Mooring | FBB250 (2) Iridium 9522(2) Iridium SBD (2) Freewave (2) Wi-Fi (1) | Coastal Standard Power Surface Buoy | Full-Function w/ GPS (2) | Motion Pack | Standard Power Surface Moorings | SM | Standard | DCL-PCFP | MMWireless
CE05MOAS-GL | Endurance Mobile Arena |  | Coastal Glider | CGVN-PC | -- | CGVN-PC | -- | Coastal Glider | CG | Battery | CGVN-PC | CGVN-PC
CE06ISSM | Endurance Washington Inshore | 29 m | Coastal EM Surface Mooring | Iridium 9522 (1) Iridium SBD (1) Freewave (1) Wi-Fi (1) | Submersible Surface Buoy | CPMs, DCLs w GPS (1) | Motion Pack | Low Power Surface Moorings | LM | Battery | DCL-PCLP | MMWireless
CE06ISSP | Endurance Washington Inshore | 29 m | Coastal Surface Piercing Profiler Mooring | CPVN-PC | -- | CPVN-PC | –– | Surface Piercing Profiler Moorings | CP | Battery | CPVN-PC | CPVN-PC
CE07SHSM | Endurance Washington Shelf | 87 m | Coastal EM Surface Mooring | FBB250 (2) Iridium 9522(2) Iridium SBD (2) Freewave (2) Wi-Fi (1) | Coastal High Power Surface Buoy | Full-Function w/ GPS (2) | Motion Pack | High Power Surface Moorings | HM | High | DCL-PCFP | MMWireless
CE07SHSP | Endurance Washington Shelf | 87 m | Coastal Surface Piercing Profiler Mooring | CPVN-PC | -- | CPVN-PC | –– | Surface Piercing Profiler Moorings | CP | Battery | CPVN-PC | CPVN-PC
CE09OSPM | Endurance Washington Offshore | 542 m | Coastal Profiler Mooring | Iridium 9522 (1) Iridium SBD (1) Freewave (1) Wi-Fi (1) | Submersible Surface Buoy | STC w GPS (1) | Motion Pack | Wire Following Profiler Moorings | WF | Battery | DCL-STC | MMWireless
CE09OSSM | Endurance Washington Offshore | 542 m | Coastal EM Surface Mooring | FBB250 (2) Iridium 9522(2) Iridium SBD (2) Freewave (2) Wi-Fi (1) | Coastal High Power Surface Buoy | Full-Function w/ GPS (2) | Motion Pack | High Power Surface Moorings | HM | High | DCL-PCFP | MMWireless
CP01CNSM | Pioneer Central | 133 m | Coastal EM Surface Mooring | FBB250 (2) Iridium 9522(2) Iridium SBD (2) Freewave (2) Wi-Fi (1) | Coastal High Power Surface Buoy | Full-Function w/ GPS (2) | Motion Pack | High Power Surface Moorings | HM | High | DCL-PCFP | MMWireless
CP01CNSP | Pioneer Central | 133 m | Coastal Surface Piercing Profiler Mooring | CPVN-PC | -- | CPVN-PC | –– | Surface Piercing Profiler Moorings | CP | Battery | CPVN-PC | CPVN-PC
CP02PMCI | Pioneer Central Inshore | 125 m | Coastal Profiler Mooring | Iridium 9522 (1) Iridium SBD (1) Freewave (1) Wi-Fi (1) | Submersible Surface Buoy | STC w GPS (1) | Motion Pack | Wire Following Profiler Moorings | WF | Battery | DCL-STC | MMWireless
CP02PMCO | Pioneer Central Offshore | 150 m | Coastal Profiler Mooring | Iridium 9522 (1) Iridium SBD (1) Freewave (1) Wi-Fi (1) | Submersible Surface Buoy | STC w GPS (1) | Motion Pack | Wire Following Profiler Moorings | WF | Battery | DCL-STC | MMWireless
CP02PMUI | Pioneer Upstream Inshore | 91.5 m | Coastal Profiler Mooring | Iridium 9522 (1) Iridium SBD (1) Freewave (1) Wi-Fi (1) | Submersible Surface Buoy | STC w GPS (1) | Motion Pack | Wire Following Profiler Moorings | WF | Battery | DCL-STC | MMWireless
CP02PMUO | Pioneer Upstream Offshore | 450 m | Coastal Profiler Mooring | Iridium 9522 (1) Iridium SBD (1) Freewave (1) Wi-Fi (1) | Submersible Surface Buoy | STC w GPS (1) | Motion Pack | Wire Following Profiler Moorings | WF | Battery | DCL-STC | MMWireless
CP03ISSM | Pioneer Inshore | 91.5 m | Coastal EM Surface Mooring | FBB250 (2) Iridium 9522(2) Iridium SBD (2) Freewave (2) Wi-Fi (1) | Coastal High Power Surface Buoy | Full-Function w/ GPS (2) | Motion Pack | High Power Surface Moorings | HM | High | DCL-PCFP | MMWireless
CP03ISSP | Pioneer Inshore | 91.5 m | Coastal Surface Piercing Profiler Mooring | CPVN-PC | -- | CPVN-PC | –– | Surface Piercing Profiler Moorings | CP | Battery | CPVN-PC | CPVN-PC
CP04OSPM | Pioneer Offshore | 450 m | Coastal Profiler Mooring | Iridium 9522 (1) Iridium SBD (1) Freewave (1) Wi-Fi (1) | Submersible Surface Buoy | STC w GPS (1) | Motion Pack | Wire Following Profiler Moorings | WF | Battery | DCL-STC | MMWireless
CP04OSSM | Pioneer Offshore | 450 m | Coastal EM Surface Mooring | FBB250 (2) Iridium 9522(2) Iridium SBD (2) Freewave (2) Wi-Fi (1) | Coastal High Power Surface Buoy | Full-Function w/ GPS (2) | Motion Pack | High Power Surface Moorings | HM | High | DCL-PCFP | MMWireless
CP05MOAS-AV | Pioneer Mobile Arena |  | Automous Underwater Vehicle | AVVN-PC | -- | AVVN-PC | -- | Automous Underwater Vehicle | AV | Battery | AVVN-PC | AVVN-PC
CP05MOAS-GL | Pioneer Mobile Arena |  | Coastal Glider | CGVN-PC | -- | CGVN-PC | -- | Coastal Glider | CG | Battery | CGVN-PC | CGVN-PC
GA01SUMO | Global Argentine Basin | 5200 m | Global Surface Mooring | FBB250 (2) Iridium 9522(2) Iridium SBD (2) Freewave (2) Wi-Fi (1) | Global Standard Power Surface Buoy | Full-Function w/ GPS (2) | Motion Pack | Standard Power Surface Moorings | SM | Standard | DCL-PCFP | MMWireless
GA02HYPM | Global Argentine Basin | 5200 m | Global Hybrid Profiler Mooring | GPVN-PC | -- | SIO Controller | -- | Hybrid Profiler Moorings | GP | Battery | SIO-PC | GPVN-PC
GA03FLMA | Global Argentine Basin | 5200 m | Global Subsurface Flanking Moorings | (ACOMM via Glider) | Subsurface Float @ 40 m | SIO Controller | -- | Low Power Sub-surface Moorings | FM | Battery | SIO-PC | ACOMM
GA03FLMB | Global Argentine Basin | 5200 m | Global Subsurface Flanking Moorings | (ACOMM via Glider) | Subsurface Float @ 40 m | SIO Controller | -- | Low Power Sub-surface Moorings | FM | Battery | SIO-PC | ACOMM
GA05MOAS-GL | Argentine Mobile Arena |  | Open Ocean Glider | OGVN-PC | -- | OGVN-PC | -- | Open Ocean Glider | OG | Battery | OGVN-PC | OGVN-PC
GI01SUMO | Global Irminger Sea | 2800 m | Global Surface Mooring | FBB250 (2) Iridium 9522(2) Iridium SBD (2) Freewave (2) Wi-Fi (1) | Global Standard Power Surface Buoy | Full-Function w/ GPS (2) | Motion Pack | Standard Power Surface Moorings | SM | Standard | DCL-PCFP | MMWireless
GI02HYPM | Global Irminger Sea | 2800 m | Global Hybrid Profiler Mooring | GPVN-PC | -- | SIO Controller | -- | Hybrid Profiler Moorings | GP | Battery | SIO-PC | GPVN-PC
GI03FLMA | Global Irminger Sea | 2800 m | Global Subsurface Flanking Moorings | (ACOMM via Glider) | Subsurface Float @ 40 m | SIO Controller | -- | Low Power Sub-surface Moorings | FM | Battery | SIO-PC | ACOMM
GI03FLMB | Global Irminger Sea | 2800 m | Global Subsurface Flanking Moorings | (ACOMM via Glider) | Subsurface Float @ 40 m | SIO Controller | -- | Low Power Sub-surface Moorings | FM | Battery | SIO-PC | ACOMM
GI05MOAS-GL | Irminger Mobile Arena |  | Open Ocean Glider | OGVN-PC | -- | OGVN-PC | -- | Open Ocean Glider | OG | Battery | OGVN-PC | OGVN-PC
GP02HYPM | Global Station Papa | 4250 m | Global Hybrid Profiler Mooring | GPVN-PC | -- | SIO Controller | -- | Hybrid Profiler Moorings | GP | Battery | SIO-PC | GPVN-PC
GP03FLMA | Global Station Papa | 4250 m | Global Subsurface Flanking Moorings | (ACOMM via Glider) | Subsurface Float @ 40 m | SIO Controller | -- | Low Power Sub-surface Moorings | FM | Battery | SIO-PC | ACOMM
GP03FLMB | Global Station Papa | 4250 m | Global Subsurface Flanking Moorings | (ACOMM via Glider) | Subsurface Float @ 40 m | SIO Controller | -- | Low Power Sub-surface Moorings | FM | Battery | SIO-PC | ACOMM
GP05MOAS-GL | Papa Mobile Arena |  | Open Ocean Glider | OGVN-PC | -- | OGVN-PC | -- | Open Ocean Glider | OG | Battery | OGVN-PC | OGVN-PC
GS01SUMO | Global Southern Ocean | 4800 m | Global Surface Mooring | FBB250 (2) Iridium 9522(2) Iridium SBD (2) Freewave (2) Wi-Fi (1) | Global Standard Power Surface Buoy | Full-Function w/ GPS (2) | Motion Pack | Standard Power Surface Moorings | SM | Standard | DCL-PCFP | MMWireless
GS02HYPM | Global Southern Ocean | 4800 m | Global Hybrid Profiler Mooring | GPVN-PC | Subsurface Float @ 230 m | SIO Controller | -- | Hybrid Profiler Moorings | GP | Battery | SIO-PC | GPVN-PC
GS03FLMA | Global Southern Ocean | 4800 m | Global Subsurface Flanking Moorings | (ACOMM via Glider) | Subsurface Float @ 40 m | SIO Controller | -- | Low Power Sub-surface Moorings | FM | Battery | SIO-PC | ACOMM
GS03FLMB | Global Southern Ocean | 4800 m | Global Subsurface Flanking Moorings | (ACOMM via Glider) | Subsurface Float @ 40 m | SIO Controller | -- | Low Power Sub-surface Moorings | FM | Battery | SIO-PC | ACOMM
GS05MOAS-GL | Souther Mobile Arena |  | Open Ocean Glider | OGVN-PC | -- | OGVN-PC | -- | Open Ocean Glider | OG | Battery | OGVN-PC | OGVN-PC