## Attachment
Scenario | ID | resource_id | file_path | att/name | att/description | att/attachment_type | att/content_type | att/content | att/keywords
STOP! | Changes to this doc can break the nose tests or interfere with test systems! BEFORE making changes, please read https://confluence.oceanobservatories.org/display/CIDev/Preload+development. AFTER making changes, please TEST, make a copy of this sheet, and commit the new URL to ion_loader.py!
R2_DEMO | ATT1 | ID3 | att1.pdf | Testpdf | Test of PDF File | BLOB | application/pdf
R2_DEMO | ATT2 | ID3 | att2.png | Testpng | Test of PNG file | BLOB | image/png |  | ['IMAGE']
R2_DEMO | ATT3 | ID4 | att3.csv | Testcsv | Test of CSV file | ASCII | text/csv
R2_DEMO | ATT4 | EEInstrumentDevice | att1.pdf | Testpdf2 | Test of a PDF File | BLOB | application/pdf
R2_DEMO | ATT5 | DPROD13 | 1341-00030_Data_Product_SPEC_CONDWAT_OOI.pdf | 1341-00030_Data_Product_SPEC_CONDWAT_OOI | OOI Data Product Specification | BLOB | application/pdf
R2_DEMO | ATT6 | DPROD14 | 1341-00010_Data_Product_SPEC_TEMPWAT_OOI.pdf | 1341-00010_Data_Product_SPEC_TEMPWAT_OOI | OOI Data Product Specification | BLOB | application/pdf
R2_DEMO | ATT7 | DPROD15 | 1341-00020_Data_Product_SPEC_PRESWAT_OOI.pdf | 1341-00020_Data_Product_SPEC_PRESWAT_OOI | OOI Data Product Specification | BLOB | application/pdf
R2_DEMO | ATT8 | DPROD16 | 1341-00030_Data_Product_SPEC_CONDWAT_OOI.pdf | 1341-00030_Data_Product_SPEC_CONDWAT_OOI | OOI Data Product Specification | BLOB | application/pdf
R2_DEMO | ATT9 | DPROD17 | 1341-00010_Data_Product_SPEC_TEMPWAT_OOI.pdf | 1341-00010_Data_Product_SPEC_TEMPWAT_OOI | OOI Data Product Specification | BLOB | application/pdf
R2_DEMO | ATT10 | DPROD18 | 1341-00020_Data_Product_SPEC_PRESWAT_OOI.pdf | 1341-00020_Data_Product_SPEC_PRESWAT_OOI | OOI Data Product Specification | BLOB | application/pdf
R2_DEMO | ATT11 | DPROD19 | 1341-00040_Data_Product_SPEC_PRACSAL_OOI.pdf | 1341-00040_Data_Product_SPEC_PRACSAL_OOI | OOI Data Product Specification | BLOB | application/pdf
R2_DEMO | ATT12 | DPROD20 | 1341-00050_Data_Product_SPEC_DENSITY_OOI.pdf | 1341-00050_Data_Product_SPEC_DENSITY_OOI | OOI Data Product Specification | BLOB | application/pdf
NOSE | ATT_TEST | ID_TEST | att1.pdf | Testpdf | Test of PDF File | BLOB | application/pdf
ALPHA_SYS | ATT13 | DPROD43 | 1341-00030_Data_Product_SPEC_CONDWAT_OOI.pdf | 1341-00030_Data_Product_SPEC_CONDWAT_OOI | OOI Data Product Specification | BLOB | application/pdf
ALPHA_SYS | ATT14 | DPROD44 | 1341-00010_Data_Product_SPEC_TEMPWAT_OOI.pdf | 1341-00010_Data_Product_SPEC_TEMPWAT_OOI | OOI Data Product Specification | BLOB | application/pdf
ALPHA_SYS | ATT15 | DPROD45 | 1341-00020_Data_Product_SPEC_PRESWAT_OOI.pdf | 1341-00020_Data_Product_SPEC_PRESWAT_OOI | OOI Data Product Specification | BLOB | application/pdf
ALPHA_SYS | ATT16 | DPROD46 | 1341-00030_Data_Product_SPEC_CONDWAT_OOI.pdf | 1341-00030_Data_Product_SPEC_CONDWAT_OOI | OOI Data Product Specification | BLOB | application/pdf
ALPHA_SYS | ATT17 | DPROD47 | 1341-00010_Data_Product_SPEC_TEMPWAT_OOI.pdf | 1341-00010_Data_Product_SPEC_TEMPWAT_OOI | OOI Data Product Specification | BLOB | application/pdf
ALPHA_SYS | ATT18 | DPROD48 | 1341-00020_Data_Product_SPEC_PRESWAT_OOI.pdf | 1341-00020_Data_Product_SPEC_PRESWAT_OOI | OOI Data Product Specification | BLOB | application/pdf
ALPHA_SYS | ATT19 | DPROD49 | 1341-00040_Data_Product_SPEC_PRACSAL_OOI.pdf | 1341-00040_Data_Product_SPEC_PRACSAL_OOI | OOI Data Product Specification | BLOB | application/pdf
ALPHA_SYS | ATT20 | DPROD50 | 1341-00050_Data_Product_SPEC_DENSITY_OOI.pdf | 1341-00050_Data_Product_SPEC_DENSITY_OOI | OOI Data Product Specification | BLOB | application/pdf
BETA_SYS | ATT21 | DPROD53 | 1341-00030_Data_Product_SPEC_CONDWAT_OOI.pdf | 1341-00030_Data_Product_SPEC_CONDWAT_OOI | OOI Data Product Specification | BLOB | application/pdf
BETA_SYS | ATT22 | DPROD54 | 1341-00010_Data_Product_SPEC_TEMPWAT_OOI.pdf | 1341-00010_Data_Product_SPEC_TEMPWAT_OOI | OOI Data Product Specification | BLOB | application/pdf
BETA_SYS | ATT23 | DPROD55 | 1341-00020_Data_Product_SPEC_PRESWAT_OOI.pdf | 1341-00020_Data_Product_SPEC_PRESWAT_OOI | OOI Data Product Specification | BLOB | application/pdf
BETA_SYS | ATT24 | DPROD56 | 1341-00030_Data_Product_SPEC_CONDWAT_OOI.pdf | 1341-00030_Data_Product_SPEC_CONDWAT_OOI | OOI Data Product Specification | BLOB | application/pdf
BETA_SYS | ATT25 | DPROD57 | 1341-00010_Data_Product_SPEC_TEMPWAT_OOI.pdf | 1341-00010_Data_Product_SPEC_TEMPWAT_OOI | OOI Data Product Specification | BLOB | application/pdf
BETA_SYS | ATT26 | DPROD58 | 1341-00020_Data_Product_SPEC_PRESWAT_OOI.pdf | 1341-00020_Data_Product_SPEC_PRESWAT_OOI | OOI Data Product Specification | BLOB | application/pdf
BETA_SYS | ATT27 | DPROD59 | 1341-00040_Data_Product_SPEC_PRACSAL_OOI.pdf | 1341-00040_Data_Product_SPEC_PRACSAL_OOI | OOI Data Product Specification | BLOB | application/pdf
BETA_SYS | ATT28 | DPROD60 | 1341-00050_Data_Product_SPEC_DENSITY_OOI.pdf | 1341-00050_Data_Product_SPEC_DENSITY_OOI | OOI Data Product Specification | BLOB | application/pdf
Note on A1: These Parameter Dictionaries do not exist. -Lucas Campbell ---- This Parameter Dictionary does not exist -Lucas Campbell ---- ??? -Lucas Campbell

## AgentAlarms
Scenario | ID | alarm_type | name | stream_name | value_id | message | type | lower_bound | lower_rel_op | upper_bound | upper_rel_op
STOP! | Changes to this doc can break the nose tests or interfere with test systems! BEFORE making changes, please read https://confluence.oceanobservatories.org/display/CIDev/Preload+development. AFTER making changes, please TEST, make a copy of this sheet, and commit the new URL to ion_loader.py!
R2_DEMO | AA1 | IntervalAlarmDef | temperature_warning_interval | parsed | temp | Temperature is below the normal range of 50.0 and above. | StreamAlarmType.WARNING | 50 | <

## Catalog
NOTICE: THIS TAB IS NOT USED BY PRELOAD

## Collection
NOTICE: THIS TAB IS NOT USED BY PRELOAD

## Constraint
Scenario | ID | owner_id | confluence | type | south | north | west | east | top | bottom | vertical_direction | start | end | time_format
STOP! | Changes to this doc can break the nose tests or interfere with test systems! BEFORE making changes, please read https://confluence.oceanobservatories.org/display/CIDev/Preload+development. AFTER making changes, please TEST, make a copy of this sheet, and commit the new URL to ion_loader.py!
DOC |  |  |  | geospatial or temporal | [6 empty] | elevation or depth | date and time in format specified |  | python time formatting string, or blank for default ISO: '%Y-%m-%dT%H:%M:%S' (ie- 2012-09-24T17:33:00) 2-digit month and day, GMT time.
BETA | GEO1 | USER_1 | https://confluence.oceanobservatories.org/display/CIDev/Preload+constraints | geospatial | 32.8824 | 32.8824 | -117.2321 | -117.2321 | 100 | 140 | depth
BETA | GEO2 | USER_1 | https://confluence.oceanobservatories.org/display/CIDev/Preload+constraints | geospatial | 44.5 | 44.7 | -125.5 | -125.3 | 0 | 3000 | depth
BETA | GEO3 | USER_1 | https://confluence.oceanobservatories.org/display/CIDev/Preload+constraints | geospatial | 47.6 | 47.7 | -122.3 | -122.2 | 0 | 5 | depth
R2_DEMO | GEO4 | USER_1 | https://confluence.oceanobservatories.org/display/CIDev/Preload+constraints | geospatial | 41.5 | 41.6 | -70.6 | -70.5 | 0 | 0 | depth
R2_DEMO | GEO5 | USER_1 | https://confluence.oceanobservatories.org/display/CIDev/Preload+constraints | geospatial | 44.45 | 44.55 | -125.45 | -125.35 | 2905 | 2907 | depth
BETA | TEMP1 | USER_1 | https://confluence.oceanobservatories.org/display/CIDev/Preload+constraints | temporal | [7 empty] | 2011-01-01T0:00:00 | 2054-01-01T0:00:00
BETA | GEO_UW | USER_1 |  | geospatial | 47.6 | 47.7 | -122.3 | -122.2 | 0 | 0 | depth
BETA | GEO_WHOI | USER_1 |  | geospatial | 41.5 | 41.6 | -70.6 | -70.5 | 0 | 0 | depth
IDK | GEO_IDK | USER_1 | https://confluence.oceanobservatories.org/display/CIDev/Preload+constraints | geospatial | 44.45 | 44.55 | -125.45 | -125.35 | 2905 | 2907 | depth
IDK | TEMP_IDK | USER_1 | https://confluence.oceanobservatories.org/display/CIDev/Preload+constraints | temporal | [7 empty] | 2011-01-01T0:00:00 | 2054-01-01T0:00:00
BETA | GEO_WHOI2 | USER_1 |  | geospatial | 41.5 | 41.6 | -70.6 | -70.5 | 0 | 0 | depth

## Contact
Scenario | ID | confluence | c/individual_names_given | c/individual_name_family | c/organization_name | c/position_name | c/email | c/url | c/street_address | c/city | c/postal_code | c/country | c/phones | c/roles
STOP! | Changes to this doc can break the nose tests or interfere with test systems! BEFORE making changes, please read https://confluence.oceanobservatories.org/display/CIDev/Preload+development. AFTER making changes, please TEST, make a copy of this sheet, and commit the new URL to ion_loader.py!
DOC |  |  | first name | last name | [8 empty] | multiple lines, use: "cell: 333-555-1212, office: 222-333-4444"; single office line: just "222-333-4444" | primary or alternate
R2_DEMO | J_DELANEY |  | John | Delaney | Univ. of Washington | Director | jd@domainname.com | http://ooi.washington.edu/rsn/jrd/poetry/spiral.html | Box 357940 | Seattle | 98195 | USA | office: 213-377-2929, home: 222-555-1212 | primary
R2_DEMO | B_WELLER |  | Bob | Weller | Woods Hole Oceanographic Institution | Senior Scientist | bw@woodhole.org | http://www.whoi.edu/profile/rweller/ | 266 Woods Hole Rd MS#29 | Woods Hole | 02543 | USA | 508-289-2509 | primary
BETA | O_OWNERREP |  | Owen | Ownerrep | Univ. of Washington | Representative | owenownerrep@gmail.com | www.yahoo.com | 123 Anytown Rd | Some Place | 02392 | USA | office: 858-822-6379, home: 222-555-1212 | alternate
R2_DEMO | J_ORCUTT |  | John | Orcutt | OOI Cyberinfrastructure | Principal Investigator | jorcutt@ucsd.edu | www.yahoo.com | 123 Anytown Rd | Some Place | 02392 | USA | office: 858-822-6379, home: 222-555-1212 | alternate
BETA | M_MANAGER |  | Mike | Manager | UNoIt | Manager | mikemanagerooi@gmail.com | www.yahoo.com | 123 Anytown Rd | Some Place | 02392 | USA | 619-555-1212 | primary
R2_DEMO | T_AMPE |  | Tim | Ampe | UCSD | System Development Manager | tampe@ucsd.edu | www.oceanobservatories.org | Atkinson Hall | La Jolla | 92037 | USA | 858-822-5142 | primary
BETA | B_OPERATOR |  | Beta Operator | User | OOI | Beta System Operator | BetaOperator1@gmail.com | www.oceanobservatories.org | Atkinson Hall | La Jolla | 92037 | USA | 858-555-5555 | primary
NOSE | TEST_USER |  | Testathan | Userbrough | GGW | Illustrious Test Passagist | tester@somewhere.com | www.reddit.com | Box 357940 | Shantytown | 92037 | USA | 858-555-5555 | primary
IDK | IDK_USER1 |  | Primary | Developer | IDK | Illustrious Test Passagist | tester@somewhere.com | www.reddit.com | Box 357940 | Shantytown | 92037 | USA | 858-555-5555 | primary
IDK | IDK_USER2 |  | Secondary | Developer | IDK | Illustrious Test Passagist | tester@somewhere.com | www.reddit.com | Box 357940 | Shantytown | 92037 | USA | 858-555-5555 | alternate

## CoordinateSystem
Scenario | ID | owner_id | confluence | m/geospatial_geodetic_crs | m/geospatial_vertical_crs | m/geospatial_latitude_units | m/geospatial_longitude_units | m/geospatial_vertical_units | m/geospatial_vertical_positive
STOP! | Changes to this doc can break the nose tests or interfere with test systems! BEFORE making changes, please read https://confluence.oceanobservatories.org/display/CIDev/Preload+development. AFTER making changes, please TEST, make a copy of this sheet, and commit the new URL to ion_loader.py!
DOC | defines "GeospatialCoordinateReferenceSystem" objects used by geospatial constraints
BETA | SUBMERGED | USER_1 | https://confluence.oceanobservatories.org/display/CIDev/Preload+constraints | http://www.opengis.net/def/crs/EPSG/0/4326 | http://www.opengis.net/def/cs/EPSG/0/6498 | degrees_north | degrees_east | meter | down
R2_DEMO | AERIAL | USER_1 | https://confluence.oceanobservatories.org/display/CIDev/Preload+constraints | http://www.opengis.net/def/crs/EPSG/0/4269 | http://www.opengis.net/def/cs/EPSG/0/6499 | degrees_north | degrees_east | meter | up
IDK | SUBMERGED1 | USER_1 | https://confluence.oceanobservatories.org/display/CIDev/Preload+constraints | http://www.opengis.net/def/crs/EPSG/0/4326 | http://www.opengis.net/def/cs/EPSG/0/6498 | degrees_north | degrees_east | meter | down

## DataProcess
Scenario | ID | owner_id | org_ids | data_process_definition_id | in_data_product_id | out_data_products | configuration | comment
STOP! | Changes to this doc can break the nose tests or interfere with test systems! BEFORE making changes, please read https://confluence.oceanobservatories.org/display/CIDev/Preload+development. AFTER making changes, please TEST, make a copy of this sheet, and commit the new URL to ion_loader.py!
R2_DEMO | DPROC1 | USER_1 | MF_3 | DPD1 | DPROD12 | {'conductivity':'DPROD13','temperature':'DPROD14','pressure':'DPROD15'} |  | CTD_L0 demo
R2_DEMO | DPROC2 | USER_1 | MF_3 | DPD2 | DPROD13 | {'conductivity':'DPROD16'} |  | CONDWAT demo
R2_DEMO | DPROC3 | USER_1 | MF_3 | DPD3 | DPROD14 | {'temperature':'DPROD17'} |  | TEMPWAT demo
R2_DEMO | DPROC4 | USER_1 | MF_3 | DPD4 | DPROD15 | {'pressure':'DPROD18'} |  | PRESWAT demo
R2_DEMO | DPROC5 | USER_1 | MF_3 | DPD5 | DPROD12 | {'salinity':'DPROD19'} |  | PRACSAL demo
R2_DEMO | DPROC6 | USER_1 | MF_3 | DPD6 | DPROD12 | {'density':'DPROD20'} |  | DENSITY demo
BETA | DPROC8 | USER_1 | MF_3 | DPD17 | DP_PD3 | { } | { 'process':{ 'timer_interval': 5, 'queue_name': 'a_queue', 'variable_name': 'input_voltage', 'time_field_name': 'preferred_timestamp', 'valid_values': [-100, 100], 'timer_origin': 'Interval Timer' } } | Platform Agent Events demo
BETA | DPROC11 | USER_1 | MF_3 | DPD1 | DP_ID12 | {'conductivity':'DPROD24','temperature':'DPROD25','pressure':'DPROD26'} |  | CTD_L0 demo SBE37
BETA | DPROC12 | USER_1 | MF_3 | DPD2 | DPROD24 | {'conductivity':'DPROD27'} |  | CONDWAT demo SBE37
BETA | DPROC13 | USER_1 | MF_3 | DPD3 | DPROD25 | {'temperature':'DPROD28'} |  | TEMPWAT demo SBE37
BETA | DPROC14 | USER_1 | MF_3 | DPD4 | DPROD26 | {'pressure':'DPROD29'} |  | PRESWAT demo SBE37
BETA | DPROC15 | USER_1 | MF_3 | DPD5 | DP_ID12 | {'salinity':'DPROD30'} |  | PRACSAL demo SBE37
BETA | DPROC16 | USER_1 | MF_3 | DPD6 | DP_ID12 | {'density':'DPROD31'} |  | DENSITY demo SBE37
ALPHA_SYS | DPROC21 | USER_1 | MF_3 | DPD1 | DPROD42 | {'conductivity':'DPROD43','temperature':'DPROD44','pressure':'DPROD45'} |  | CTD_L0 Alpha
ALPHA_SYS | DPROC22 | USER_1 | MF_3 | DPD2 | DPROD43 | {'conductivity':'DPROD46'} |  | CONDWAT Alpha
ALPHA_SYS | DPROC23 | USER_1 | MF_3 | DPD3 | DPROD44 | {'temperature':'DPROD47'} |  | TEMPWAT Alpha
ALPHA_SYS | DPROC24 | USER_1 | MF_3 | DPD4 | DPROD45 | {'pressure':'DPROD48'} |  | PRESWAT Alpha
ALPHA_SYS | DPROC25 | USER_1 | MF_3 | DPD5 | DPROD42 | {'salinity':'DPROD49'} |  | PRACSAL Alpha
ALPHA_SYS | DPROC26 | USER_1 | MF_3 | DPD6 | DPROD42 | {'density':'DPROD50'} |  | DENSITY Alpha
PRESF | DPROC27 | USER_1 | MF_3 | DPD21 | DP_ID6 | {'absolute_pressure':'DP_ID13'} |  | PRESF absolute pressure
PRESF | DPROC28 | USER_1 | MF_3 | DPD22 | DP_ID13 | {'seafloor_pressure':'DP_ID14'} |  | PRESF seafloor pressure
BETA_SYS | DPROC31 | USER_1 | MF_3 | DPD1 | DPROD52 | {'conductivity':'DPROD53','temperature':'DPROD54','pressure':'DPROD55'} |  | CTD_L0 Beta
BETA_SYS | DPROC32 | USER_1 | MF_3 | DPD2 | DPROD53 | {'conductivity':'DPROD56'} |  | CONDWAT Beta
BETA_SYS | DPROC33 | USER_1 | MF_3 | DPD3 | DPROD54 | {'temperature':'DPROD57'} |  | TEMPWAT Beta
BETA_SYS | DPROC34 | USER_1 | MF_3 | DPD4 | DPROD55 | {'pressure':'DPROD58'} |  | PRESWAT Beta
BETA_SYS | DPROC35 | USER_1 | MF_3 | DPD5 | DPROD52 | {'salinity':'DPROD59'} |  | PRACSAL Beta
BETA_SYS | DPROC36 | USER_1 | MF_3 | DPD6 | DPROD52 | {'density':'DPROD60'} |  | DENSITY Beta
PREST | DPROC37 | USER_1 | MF_3 | DPD23 | DPROD67 | {'absolute_pressure':'DPROD73'} |  | PREST absolute pressure
PREST | DPROC38 | USER_1 | MF_3 | DPD24 | DPROD73 | {'seafloor_pressure':'DPROD74'} |  | PREST seafloor pressure
CTDBP_TIM | DPROC39 | USER_1 | MF_3 | DPD25 | DP_ID7 | {'L0_stream':'DPROD77'} |  | CTDBP L0s
CTDBP_TIM | DPROC40 | USER_1 | MF_3 | DPD26 | DPROD73 | {'L1_stream':'DPROD78'} |  | CTDBP L1s
CTDBP_TIM | DPROC41 | USER_1 | MF_3 | DPD27 | DPROD78 | {'salinity':'DPROD79'} |  | PRACSAL for CTDBP
CTDBP_TIM | DPROC42 | USER_1 | MF_3 | DPD28 | DPROD78 | {'density':'DPROD80'} |  | DENSITY for CTDBP

## DataProcessDefinition
Scenario | ID | owner_id | org_ids | input_stream_defs | output_stream_defs | dpd/name | dpd/description | dpd/module | dpd/class_name | obsolete/process_source | dpd/parameters
STOP! | Changes to this doc can break the nose tests or interfere with test systems! BEFORE making changes, please read https://confluence.oceanobservatories.org/display/CIDev/Preload+development. AFTER making changes, please TEST, make a copy of this sheet, and commit the new URL to ion_loader.py!
BETA | DPD1 | USER_1 | MF_3 | StreamDef12 | {'conductivity':'StreamDef13','temperature':'StreamDef14','pressure':'StreamDef15'} | CTD_L0 demo | L0 - Conductivity/Temp/Pressure | ion.processes.data.transforms.ctd.ctd_L0_all | ctd_L0_all
BETA | DPD2 | USER_1 | MF_3 | StreamDef13 | {'conductivity':'StreamDef16'} | CONDWAT L1 demo | L1 - Conductivity | ion.processes.data.transforms.ctd.ctd_L1_conductivity | CTDL1ConductivityTransform
BETA | DPD3 | USER_1 | MF_3 | StreamDef14 | {'temperature':'StreamDef17'} | TEMPWAT L1 demo | L1 - Temperature | ion.processes.data.transforms.ctd.ctd_L1_temperature | CTDL1TemperatureTransform
BETA | DPD4 | USER_1 | MF_3 | StreamDef15 | {'pressure':'StreamDef18'} | PRESWAT L1 demo | L1 - Pressure (Depth) | ion.processes.data.transforms.ctd.ctd_L1_pressure | CTDL1PressureTransform
BETA | DPD5 | USER_1 | MF_3 | StreamDef12 | {'salinity':'StreamDef19'} | PRACSAL L2 demo | L2 - Practical Salinity | ion.processes.data.transforms.ctd.ctd_L2_salinity | SalinityTransform
BETA | DPD6 | USER_1 | MF_3 | StreamDef12 | {'density':'StreamDef20'} | DENSITY L2 demo | L2 - Density | ion.processes.data.transforms.ctd.ctd_L2_density | DensityTransform
PRESF | DPD21 | USER_1 | MF_3 | StreamDef25 | {'absolute_pressure':'StreamDef25'} | PRESF L0 | PRESF L0 absolute_pressure from Tide Measurement | ion.processes.data.transforms.ctd.presf_L0_splitter | PresfL0Splitter
PRESF | DPD22 | USER_1 | MF_3 | StreamDef25 | {'seafloor_pressure':'StreamDef34'} | PRESF L1 | PRESF L1 seafloor_pressure from Tide Measurement | ion.processes.data.transforms.ctd.presf_L1 | PresfL1Transform
R2_DEMO | DPD15 | USER_1 | MF_3 | StreamDef12 | {'google_dt':'StreamDef21'} | GOOGLE_DT | Google datatable components | ion.processes.data.transforms.viz.google_dt | VizTransformGoogleDT
R2_DEMO | DPD16 | USER_1 | MF_3 | StreamDef12 | {'graph':'StreamDef22'} | MPL_IMAGES | Matplotlib graphs | ion.processes.data.transforms.viz.matplotlib_graphs | VizTransformMatplotlibGraphs
BETA | DPD17 | USER_1 | MF_3 | SD_PLATFORM1 | {} | Stream Alert Transform | Transform that listens to Platform Agent stream and publishes events when issues occur. | ion.processes.data.transforms.event_alert_transform | DemoStreamAlertTransform
APE | DPD_LOG | USER_1 | MF_3 | StreamDef12 | {} | Granule Logger | Logs receipt of granules | ape.component.logging_transform | LoggingTransform
BASE | DPD_NULLTRANSFORM |  |  |  | {} | Logical Transform Definition | Logical Transforms copy the input granules to the output, unchanged. | ion.processes.data.transforms.logical_transform | logical_transform
PREST | DPD23 | USER_1 | MF_3 | StreamDef49 | {'absolute_pressure':'StreamDef49'} | PREST L0 | PREST L0 absolute_pressure | ion.processes.data.transforms.ctd.presf_L0_splitter | PresfL0Splitter
PREST | DPD24 | USER_1 | MF_3 | StreamDef49 | {'seafloor_pressure':'StreamDef89'} | PREST L1 | PREST L1 seafloor_pressure | ion.processes.data.transforms.ctd.presf_L1 | PresfL1Transform
CTDBP_TIM | DPD25 | USER_1 | MF_3 | StreamDef35 | {'L0_stream':'StreamDef94'} | CTDBP_L0 | L0 - Conductivity/Temp/Pressure | ion.processes.data.transforms.ctdbp.ctdbp_L0 | CTDBP_L0_all
CTDBP_TIM | DPD26 | USER_1 | MF_3 | StreamDef94 | {'L1_stream:'StreamDef95'} | CTDBP_L1 | L1 - Conductivity/Temp/Pressure | ion.processes.data.transforms.ctdbp.ctdbp_L1 | CTDBP_L1_Transform
CTDBP_TIM | DPD27 | USER_1 | MF_3 | StreamDef95 | {'salinity':'StreamDef96'} | PRACSAL L2 demo | L2 - Practical Salinity | ion.processes.data.transforms.ctdbp.ctdbp_L2_salinity | CTDBP_SalinityTransform
CTDBP_TIM | DPD28 | USER_1 | MF_3 | StreamDef95 | {'density':'StreamDef97'} | DENSITY L2 demo | L2 - Density | ion.processes.data.transforms.ctdbp.ctdbp_L2_density | CTDBP_DensityTransform
Note on C15: This breaks BASE, USER_1 is defined in R2_DEMO scenario. -Lucas Campbell I don't need it to be a specific user. Will blank work? -Ian Katz It looks like it should work without an entry but I can't test it just this moment. -Lucas Campbell I tested it and it seems to insert the resource just fine, so I think this is all set. -Ian Katz

## DataProcessDefinitionRefactor
Scenario | ID | owner_id | org_ids | input_stream_defs | output_stream_defs | dpd/name | dpd/description | dpd/module | dpd/class_name | obsolete/process_source | dpd/parameters
STOP! | Changes to this doc can break the nose tests or interfere with test systems! BEFORE making changes, please read https://confluence.oceanobservatories.org/display/CIDev/Preload+development. AFTER making changes, please TEST, make a copy of this sheet, and commit the new URL to ion_loader.py!
BETA | DPD1 | USER_1 | MF_3 | StreamDef12 | {'conductivity':'StreamDef13','temperature':'StreamDef14','pressure':'StreamDef15'} | CTD_L0 demo | L0 - Conductivity/Temp/Pressure | ion.processes.data.transforms.ctd.ctd_L0_all | ctd_L0_all
BETA | DPD2 | USER_1 | MF_3 | StreamDef13 | {'conductivity':'StreamDef16'} | CONDWAT L1 demo | L1 - Conductivity | ion.processes.data.transforms.ctd.ctd_L1_conductivity | CTDL1ConductivityTransform
BETA | DPD3 | USER_1 | MF_3 | StreamDef14 | {'temperature':'StreamDef17'} | TEMPWAT L1 demo | L1 - Temperature | ion.processes.data.transforms.ctd.ctd_L1_temperature | CTDL1TemperatureTransform
BETA | DPD4 | USER_1 | MF_3 | StreamDef15 | {'pressure':'StreamDef18'} | PRESWAT L1 demo | L1 - Pressure (Depth) | ion.processes.data.transforms.ctd.ctd_L1_pressure | CTDL1PressureTransform
BETA | DPD5 | USER_1 | MF_3 | StreamDef12 | {'salinity':'StreamDef19'} | PRACSAL L2 demo | L2 - Practical Salinity | ion.processes.data.transforms.ctd.ctd_L2_salinity | SalinityTransform
BETA | DPD6 | USER_1 | MF_3 | StreamDef12 | {'density':'StreamDef20'} | DENSITY L2 demo | L2 - Density | ion.processes.data.transforms.ctd.ctd_L2_density | DensityTransform
ALPHA_SYS | DPD21 | USER_1 | MF_3 | StreamDef25 | {'absolute_pressure':'StreamDef25'} | PRESF L0 absolute_pressure from Tide Measurement | PRESF L0 absolute_pressure from Tide Measurement | ion.processes.data.transforms.ctd.presf_L0_splitter | PresfL0Splitter
ALPHA_SYS | DPD22 | USER_1 | MF_3 | StreamDef25 | {'seafloor_pressure':'StreamDef34'} | PRESF L1 seafloor_pressure from Tide Measurement | PRESF L1 seafloor_pressure from Tide Measurement | ion.processes.data.transforms.ctd.presf_L1 | PresfL1Transform
R2_DEMO | DPD15 | USER_1 | MF_3 | StreamDef12 | {'google_dt':'StreamDef21'} | GOOGLE_DT | Google datatable components | ion.processes.data.transforms.viz.google_dt | VizTransformGoogleDT
R2_DEMO | DPD16 | USER_1 | MF_3 | StreamDef12 | {'graph':'StreamDef22'} | MPL_IMAGES | Matplotlib graphs | ion.processes.data.transforms.viz.matplotlib_graphs | VizTransformMatplotlibGraphs
BETA | DPD17 | USER_1 | MF_3 | SD_PLATFORM1 | {} | Stream Alert Transform | Transform that listens to Platform Agent stream and publishes events when issues occur. | ion.processes.data.transforms.event_alert_transform | DemoStreamAlertTransform
APE | DPD_LOG | USER_1 | MF_3 | StreamDef12 | {} | Granule Logger | Logs receipt of granules | ape.component.logging_transform | LoggingTransform
USED_TO_BE_BASE | DPD_NULLTRANSFORM | USER_1 |  |  | {} | Logical Transform Definition | Logical Transforms copy the input granules to the output, unchanged. | ion.processes.data.transforms.logical_transform | logical_transform

## DataProduct
Scenario | ID | owner_id | lcstate | org_ids | stream_def_id | persist_metadata | persist_data | dp/name | dp/description | contact_ids | geo_constraint_id | coordinate_system_id | obsolete/data_format | dp/processing_level_code | dp/quality_control_level | obsolete/version_status | obsolete/CDM_data_type | dp/ISO_spatial_representation_type | available_formats | obsolete/license | dp/license_uri | dp/exclusive_rights_status | dp/exclusive_rights_end_date | obsolete/exclusive_rights_contact | dp/exclusive_rights_notes | param_dict_type
STOP! | Changes to this doc can break the nose tests or interfere with test systems! BEFORE making changes, please read https://confluence.oceanobservatories.org/display/CIDev/Preload+development. AFTER making changes, please TEST, make a copy of this sheet, and commit the new URL to ion_loader.py!
DOC | [7 empty] | data product name (crisp, unique for this resource type) | data product description (more detail than name, can be a few lines) |  | choose a GEOSPATIAL row from constraint tab (not TEMPORAL) | [14 empty] | values found in res/config/param_dict_defs.yml
R2_DEMO | DPROD11 | USER_1 | DEPLOYED_AVAILABLE | MF_3 | StreamDef11 | TRUE | TRUE | SBE37SMP Simulator Raw | Raw stream from SBE37 simulator on Beta Demonstration Platform | M_MANAGER,O_OWNERREP | GEO2 | SUBMERGED |  | Raw | a | active | station | textTable | csv,netcdf |  |  | Public |  |  |  | raw
R2_DEMO | DPROD12 | USER_1 | DEPLOYED_AVAILABLE | MF_3 | StreamDef12 | TRUE | TRUE | SBE37SMP Simulator Parsed | Parsed Stream from SBE37 simulator on Beta Demonstration Platform | M_MANAGER,O_OWNERREP | GEO2 | SUBMERGED |  | Parsed_Canonical | a | active | station | textTable | csv,netcdf |  |  | Public |  |  |  | ctd_parsed_param_dict
R2_DEMO | DPROD13 | USER_1 | DEPLOYED_AVAILABLE | MF_3 | StreamDef13 | TRUE | TRUE | SBE37SMP Simulator CONDWAT L0 | OOI Core L0 Conductivity Data Product from the SBE37SMP Simulator on Beta Demonstration Platform | M_MANAGER,O_OWNERREP | GEO2 | SUBMERGED |  | L0 | a | active | station | textTable | csv,netcdf |  |  | Public |  |  |  | ctd_parsed_param_dict
R2_DEMO | DPROD14 | USER_1 | DEPLOYED_AVAILABLE | MF_3 | StreamDef14 | TRUE | TRUE | SBE37SMP Simulator TEMPWAT L0 | OOI Core L0 Temperature Data Product from the SBE37SMP Simulator on Beta Demonstration Platform | M_MANAGER,O_OWNERREP | GEO2 | SUBMERGED |  | L0 | a | active | station | textTable | csv,netcdf |  |  | Public |  |  |  | ctd_parsed_param_dict
R2_DEMO | DPROD15 | USER_1 | DEPLOYED_AVAILABLE | MF_3 | StreamDef15 | TRUE | TRUE | SBE37SMP Simulator PRESWAT L0 | OOI Core L0 Pressure Data Product from the SBE37SMP Simulator on Beta Demonstration Platform | M_MANAGER,O_OWNERREP | GEO2 | SUBMERGED |  | L0 | a | active | station | textTable | csv,netcdf |  |  | Public |  |  |  | ctd_parsed_param_dict
R2_DEMO | DPROD16 | USER_1 | DEPLOYED_AVAILABLE | MF_3 | StreamDef16 | TRUE | TRUE | SBE37SMP Simulator CONDWAT L1 | OOI Core L1 Conductivity Data Product from the SBE37SMP Simulator on Beta Demonstration Platform | M_MANAGER,O_OWNERREP | GEO2 | SUBMERGED |  | L1 | b | active | station | textTable | csv,netcdf |  |  | Public |  |  |  | ctd_parsed_param_dict
R2_DEMO | DPROD17 | USER_1 | DEPLOYED_AVAILABLE | MF_3 | StreamDef17 | TRUE | TRUE | SBE37SMP Simulator TEMPWAT L1 | OOI Core L1 Temperature Data Product from the SBE37SMP Simulator on Beta Demonstration Platform | M_MANAGER,O_OWNERREP | GEO2 | SUBMERGED |  | L1 | b | active | station | textTable | csv,netcdf |  |  | Public |  |  |  | ctd_parsed_param_dict
R2_DEMO | DPROD18 | USER_1 | DEPLOYED_AVAILABLE | MF_3 | StreamDef18 | TRUE | TRUE | SBE37SMP Simulator PRESWAT L1 | OOI Core L1 Pressure Data Product from the SBE37SMP Simulator on Beta Demonstration Platform | M_MANAGER,O_OWNERREP | GEO2 | SUBMERGED |  | L1 | b | active | station | textTable | csv,netcdf |  |  | Public |  |  |  | ctd_parsed_param_dict
R2_DEMO | DPROD19 | USER_1 | DEPLOYED_PRIVATE | MF_3 | StreamDef19 | TRUE | TRUE | SBE37SMP Simulator PRACSAL L2 | OOI Core L2 Calculated Practical Salinity from the SBE37SMP Simulator on Beta Demonstration Platform | M_MANAGER,O_OWNERREP | GEO2 | SUBMERGED |  | L2 | b | active | station | textTable | csv,netcdf |  |  | Public |  |  |  | ctd_parsed_param_dict
R2_DEMO | DPROD20 | USER_1 | INTEGRATED_DISCOVERABLE | MF_3 | StreamDef20 | TRUE | TRUE | SBE37SMP Simulator DENSITY L2 | OOI Core L2 Calculated Density from the SBE37SMP Simulator on Beta Demonstration Platform | M_MANAGER,O_OWNERREP | GEO2 | SUBMERGED |  | L2 | b | active | station | textTable | csv,netcdf |  |  | Public |  |  |  | ctd_parsed_param_dict
R2_DEMO | DPROD21 | USER_1 | DEPLOYED_AVAILABLE | MF_3 | StreamDef11 | TRUE | TRUE | CTD-1012-REC1 Raw Replacement | Raw stream from SBE37 simulator Replacement | M_MANAGER,O_OWNERREP | GEO1 | SUBMERGED |  | Raw | a | active | station | textTable | csv,netcdf |  |  | Public |  |  |  | raw
R2_DEMO | DPROD22 | USER_1 | DEPLOYED_AVAILABLE | MF_3 | StreamDef12 | TRUE | TRUE | CTD-1012-REC1 Parsed Replacement | Parsed Stream from SBE37 simulator Replacement | M_MANAGER,O_OWNERREP | GEO1 | SUBMERGED |  | Parsed_Canonical | a | active | station | textTable | csv,netcdf |  |  | Public |  |  |  | ctd_parsed_param_dict
R2_DEMO | EEDP1 | USER_1 | DEPLOYED_AVAILABLE | MF_3 | StreamDef12 | TRUE | TRUE | CTD Parsed EER2 | Parsed Stream from SBE37 simulator Replacement | J_ORCUTT,T_AMPE | GEO2 | SUBMERGED |  | Parsed_Canonical | a | active | station | textTable | csv,netcdf |  |  | Public |  |  |  | ctd_parsed_param_dict
R2_DEMO | EEDP2 | USER_1 | DEPLOYED_AVAILABLE | MF_3 | StreamDef11 | TRUE | TRUE | CTD Raw EER2 | Raw Stream from SBE37 simulator Replacement | J_ORCUTT,T_AMPE | GEO2 | SUBMERGED |  | Raw | a | active | station | textTable | csv,netcdf |  |  | Public |  |  |  | raw
R2_DEMO | EEDP3 | USER_1 | DEPLOYED_AVAILABLE | MF_3 | StreamDef12 | TRUE | FALSE | CTD subsite DP EER2 | Parsed Stream from SBE37 simulator Replacement | J_ORCUTT,T_AMPE | GEO2 | SUBMERGED |  | Parsed_Canonical | a | active | station | textTable | csv,netcdf |  |  | Public |  |  |  | ctd_parsed_param_dict
disable | EEDP4 | USER_1 | DEPLOYED_AVAILABLE | MF_3 | StreamDef11 | TRUE | TRUE | CTD Raw subsite EER2 | Raw Stream from SBE37 simulator Replacement | J_ORCUTT,T_AMPE | GEO2 | SUBMERGED |  | Raw | a | active | station | textTable | csv,netcdf |  |  | Public |  |  |  | raw
R2_DEMO | DPROD23 | USER_1 | DEPLOYED_AVAILABLE | MF_3 | StreamDef22 | TRUE | TRUE | Matplotlib graphs | These graphs are generated on a scheduled timer event | J_ORCUTT,T_AMPE | GEO2 | SUBMERGED |  | Matplotlib_graph | b | active | station | NA | png |  |  | Public |  |  |  | graph_image_param_dict
BETA | DP_PD3 | USER_1 | DEPLOYED_AVAILABLE | MF_3 | SD_PLATFORM1 | TRUE | TRUE | Platform Engineering Data | RSN Platform Engineering Data from Beta Demonstration Platform | M_MANAGER,O_OWNERREP | GEO1 | SUBMERGED |  | Parsed_Canonical | a | active | station | textTable | csv,netcdf |  |  | Public |  |  |  | platform_eng_parsed
DEVS | DP_ID5 | USER_1 | DEPLOYED_AVAILABLE | MF_3 | StreamDef24 | TRUE | TRUE | PARAD parsed from device ID5 | Stream from PARAD instrument at UW | M_MANAGER,O_OWNERREP | GEO_UW | SUBMERGED |  | Parsed_Canonical | a | active | station | textTable | csv,netcdf |  |  | Public |  |  |  | parad_parsed
PRESF | DP_ID6_RAW | USER_1 | DEPLOYED_AVAILABLE | MF_3 | StreamDef23 | TRUE | TRUE | PRESF raw from device ID6 | Raw PRESF Stream from seabird26plus instrument at Woods Hole | M_MANAGER,O_OWNERREP | GEO_WHOI2 | SUBMERGED |  | Raw | a | active | station | textTable | csv,netcdf |  |  | Public |  |  |  | raw
PRESF | DP_ID6 | USER_1 | DEPLOYED_AVAILABLE | MF_3 | StreamDef25 | TRUE | TRUE | PRESF Parsed Tide Measurements from device ID6 | PRESF Stream from seabird26plus instrument at Woods Hole | M_MANAGER,O_OWNERREP | GEO_WHOI2 | SUBMERGED |  | Parsed_Canonical | a | active | station | textTable | csv,netcdf |  |  | Public |  |  |  | presf_tide_measurement
PRESF | DP_ID13 | USER_1 | DEPLOYED_AVAILABLE | MF_3 | StreamDef25 | TRUE | TRUE | PRESF L0 absolute_pressure from Tide Measurements | PRESF L0 absolute_pressure from seabird26plus instrument at Woods Hole | M_MANAGER,O_OWNERREP | GEO_WHOI2 | SUBMERGED |  | L0 | a | active | station | textTable | csv,netcdf |  |  | Public |  |  |  | presf_tide_measurement
PRESF | DP_ID14 | USER_1 | DEPLOYED_AVAILABLE | MF_3 | StreamDef34 | TRUE | TRUE | PRESF L1 seafloor_pressure from Tide Measurements | PRESF L1 seafloor_pressure from seabird26plus instrument at Woods Hole | M_MANAGER,O_OWNERREP | GEO_WHOI2 | SUBMERGED |  | L1 | a | active | station | textTable | csv,netcdf |  |  | Public |  |  |  | presf_tide_converted
DEVS | DP_ID5_RAW | USER_1 | DEPLOYED_AVAILABLE | MF_3 | StreamDef23 | TRUE | TRUE | PARAD raw from device ID5 | Raw Stream from PARAD instrument at UW | M_MANAGER,O_OWNERREP | GEO_UW | SUBMERGED |  | Raw | a | active | station | textTable | csv,netcdf |  |  | Public |  |  |  | raw
DEVS | DP_ID8 | USER_1 | DEPLOYED_AVAILABLE | MF_3 | StreamDef26 | TRUE | TRUE | TRHPH parsed from device ID8 | Stream from TRHPH instrument at UW | M_MANAGER,O_OWNERREP | GEO_UW | SUBMERGED |  | Parsed_Canonical | a | active | station | textTable | csv,netcdf |  |  | Public |  |  |  | trhph_parsed
VOID | DP_ID9 | USER_1 | DEPLOYED_AVAILABLE | MF_3 | StreamDef27 | TRUE | TRUE | PREST parsed from device ID9 | Stream from PREST instrument at UW | M_MANAGER,O_OWNERREP | GEO_UW | SUBMERGED |  | Parsed_Canonical | a | active | station | textTable | csv,netcdf |  |  | Public |  |  |  | prest_parsed
DEVS | DP_ID10 | USER_1 | DEPLOYED_AVAILABLE | MF_3 | StreamDef28 | TRUE | TRUE | VELPT parsed from device ID10 | Stream from VELPT instrument at UW | M_MANAGER,O_OWNERREP | GEO_UW | SUBMERGED |  | Parsed_Canonical | a | active | station | textTable | csv,netcdf |  |  | Public |  |  |  | velpt_parsed
DEVS | DP_ID11 | USER_1 | DEPLOYED_AVAILABLE | MF_3 | StreamDef29 | TRUE | TRUE | NUTNR parsed from device ID11 | Stream from NUTNR instrument at UCSD | M_MANAGER,O_OWNERREP | GEO_UW | SUBMERGED |  | Parsed_Canonical | a | active | station | textTable | csv,netcdf |  |  | Public |  |  |  | nutnr_parsed
DEVS | DP_ID8_RAW | USER_1 | DEPLOYED_AVAILABLE | MF_3 | StreamDef23 | TRUE | TRUE | TRHPH raw from device ID6 | Raw Stream from TRHPH instrument at UW | M_MANAGER,O_OWNERREP | GEO_UW | SUBMERGED |  | Raw | a | active | station | textTable | csv,netcdf |  |  | Public |  |  |  | raw
PREST | DP_ID9_RAW | USER_1 | DEPLOYED_AVAILABLE | MF_3 | StreamDef23 | TRUE | TRUE | PREST raw from device ID9 | Raw Stream from PREST instrument at UW | M_MANAGER,O_OWNERREP | GEO_UW | SUBMERGED |  | Raw | a | active | station | textTable | csv,netcdf |  |  | Public |  |  |  | raw
absolute_pressure | DP_ID10_RAW | USER_1 | DEPLOYED_AVAILABLE | MF_3 | StreamDef23 | TRUE | TRUE | VELPT raw from device ID8 | Raw Stream from VELPT instrument at UW | M_MANAGER,O_OWNERREP | GEO_UW | SUBMERGED |  | Raw | a | active | station | textTable | csv,netcdf |  |  | Public |  |  |  | raw
DEVS | DP_ID11_RAW | USER_1 | DEPLOYED_AVAILABLE | MF_3 | StreamDef23 | TRUE | TRUE | NUTNR raw from device ID9 | Raw Stream from NUTNR instrument at UCSD | M_MANAGER,O_OWNERREP | GEO_UW | SUBMERGED |  | Raw | a | active | station | textTable | csv,netcdf |  |  | Public |  |  |  | raw
BETA | DP_ID12_RAW | USER_1 | DEPLOYED_AVAILABLE | MF_3 | StreamDef30 | TRUE | TRUE | SBE37SMP Raw | Raw stream from SBE37SMP instrument at UCSD on Beta Demonstration Platform | M_MANAGER,O_OWNERREP | GEO3 | SUBMERGED |  | Raw | a | active | station | textTable | csv,netcdf |  |  | Public |  |  |  | raw
BETA | DP_ID12 | USER_1 | DEPLOYED_AVAILABLE | MF_3 | StreamDef31 | TRUE | TRUE | SBE37SMP Parsed | Parsed Stream from SBE37SMP instrument at UCSD on Beta Demonstration Platform | M_MANAGER,O_OWNERREP | GEO3 | SUBMERGED |  | Parsed_Canonical | a | active | station | textTable | csv,netcdf |  |  | Public |  |  |  | ctd_parsed_param_dict
NOSE | DP_TEST_L0 | USER_1 | DEPLOYED_AVAILABLE | MF_TEST | StreamDef11 | TRUE | TRUE | Test DP L0 CTD | Raw stream from SBE37 simulator on Beta Demonstration Platform | M_MANAGER,O_OWNERREP | GEO1 | SUBMERGED |  | Raw | a | active | station | textTable | csv,netcdf |  |  | Public |  |  |  | raw
NOSE | DT_TEST_L1 | USER_1 | DEPLOYED_AVAILABLE | MF_TEST | StreamDef16 | TRUE | FALSE | Test DP L1 conductivity | OOI Core L1 Conductivity Data Product from the SBE37SMP Simulator on Beta Demonstration Platform | M_MANAGER,O_OWNERREP | GEO1 | SUBMERGED |  | L1 | b | active | station | textTable | csv,netcdf |  |  | Public |  |  |  | ctd_parsed_param_dict
BETA | DPROD24 | USER_1 | DEPLOYED_AVAILABLE | MF_3 | StreamDef13 | TRUE | TRUE | SBE37SMP CONDWAT L0 | OOI Core L0 Conductivity Data Product from the SBE37SMP on Beta Demonstration Platform | M_MANAGER,O_OWNERREP | GEO3 | SUBMERGED |  | L0 | a | active | station | textTable | csv,netcdf |  |  | Public |  |  |  | ctd_parsed_param_dict
BETA | DPROD25 | USER_1 | DEPLOYED_AVAILABLE | MF_3 | StreamDef14 | TRUE | TRUE | SBE37SMP TEMPWAT L0 | OOI Core L0 Temperature Data Product from the SBE37SMP on Beta Demonstration Platform | M_MANAGER,O_OWNERREP | GEO3 | SUBMERGED |  | L0 | a | active | station | textTable | csv,netcdf |  |  | Public |  |  |  | ctd_parsed_param_dict
BETA | DPROD26 | USER_1 | DEPLOYED_AVAILABLE | MF_3 | StreamDef15 | TRUE | TRUE | SBE37SMP PRESWAT L0 | OOI Core L0 Pressure Data Product from the SBE37SMP on Beta Demonstration Platform | M_MANAGER,O_OWNERREP | GEO3 | SUBMERGED |  | L0 | a | active | station | textTable | csv,netcdf |  |  | Public |  |  |  | ctd_parsed_param_dict
BETA | DPROD27 | USER_1 | DEPLOYED_AVAILABLE | MF_3 | StreamDef16 | TRUE | TRUE | SBE37SMP CONDWAT L1 | OOI Core L1 Conductivity Data Product from the SBE37SMP on Beta Demonstration Platform | M_MANAGER,O_OWNERREP | GEO3 | SUBMERGED |  | L1 | b | active | station | textTable | csv,netcdf |  |  | Public |  |  |  | ctd_parsed_param_dict
BETA | DPROD28 | USER_1 | DEPLOYED_AVAILABLE | MF_3 | StreamDef17 | TRUE | TRUE | SBE37SMP TEMPWAT L1 | OOI Core L1 Temperature Data Product from the SBE37SMP on Beta Demonstration Platform | M_MANAGER,O_OWNERREP | GEO3 | SUBMERGED |  | L1 | b | active | station | textTable | csv,netcdf |  |  | Public |  |  |  | ctd_parsed_param_dict
BETA | DPROD29 | USER_1 | DEPLOYED_AVAILABLE | MF_3 | StreamDef18 | TRUE | TRUE | SBE37SMP PRESWAT L1 | OOI Core L1 Pressure Data Product from the SBE37SMP on Beta Demonstration Platform | M_MANAGER,O_OWNERREP | GEO3 | SUBMERGED |  | L1 | b | active | station | textTable | csv,netcdf |  |  | Public |  |  |  | ctd_parsed_param_dict
BETA | DPROD30 | USER_1 | DEPLOYED_PRIVATE | MF_3 | StreamDef19 | TRUE | TRUE | SBE37SMP PRACSAL L2 | OOI Core L2 Calculated Practical Salinity from the SBE37SMP on Beta Demonstration Platform | M_MANAGER,O_OWNERREP | GEO3 | SUBMERGED |  | L2 | b | active | station | textTable | csv,netcdf |  |  | Public |  |  |  | ctd_parsed_param_dict
BETA | DPROD31 | USER_1 | INTEGRATED_DISCOVERABLE | MF_3 | StreamDef20 | TRUE | TRUE | SBE37SMP DENSITY L2 | OOI Core L2 Calculated Density from the SBE37SMP on Beta Demonstration Platform | M_MANAGER,O_OWNERREP | GEO3 | SUBMERGED |  | L2 | b | active | station | textTable | csv,netcdf |  |  | Public |  |  |  | ctd_parsed_param_dict
ALPHA_SYS | DPROD41 | USER_1 | DEPLOYED_AVAILABLE | MF_3 | StreamDef11 | TRUE | TRUE | SBE37SMP Simulator Alpha Raw | Raw stream from SBE37 simulator on Alpha System | M_MANAGER,O_OWNERREP | GEO2 | SUBMERGED |  | Raw | a | active | station | textTable | csv,netcdf |  |  | Public |  |  |  | raw
ALPHA_SYS | DPROD42 | USER_1 | DEPLOYED_AVAILABLE | MF_3 | StreamDef12 | TRUE | TRUE | SBE37SMP Simulator Alpha Parsed | Parsed Stream from SBE37 simulator on Alpha System | M_MANAGER,O_OWNERREP | GEO2 | SUBMERGED |  | Parsed_Canonical | a | active | station | textTable | csv,netcdf |  |  | Public |  |  |  | ctd_parsed_param_dict
ALPHA_SYS | DPROD43 | USER_1 | DEPLOYED_AVAILABLE | MF_3 | StreamDef13 | TRUE | TRUE | SBE37SMP Simulator Alpha CONDWAT L0 | OOI Core L0 Conductivity Data Product from the SBE37SMP Simulator on Alpha System | M_MANAGER,O_OWNERREP | GEO2 | SUBMERGED |  | L0 | a | active | station | textTable | csv,netcdf |  |  | Public |  |  |  | ctd_parsed_param_dict
ALPHA_SYS | DPROD44 | USER_1 | DEPLOYED_AVAILABLE | MF_3 | StreamDef14 | TRUE | TRUE | SBE37SMP Simulator Alpha TEMPWAT L0 | OOI Core L0 Temperature Data Product from the SBE37SMP Simulator on Alpha System | M_MANAGER,O_OWNERREP | GEO2 | SUBMERGED |  | L0 | a | active | station | textTable | csv,netcdf |  |  | Public |  |  |  | ctd_parsed_param_dict
ALPHA_SYS | DPROD45 | USER_1 | DEPLOYED_AVAILABLE | MF_3 | StreamDef15 | TRUE | TRUE | SBE37SMP Simulator Alpha PRESWAT L0 | OOI Core L0 Pressure Data Product from the SBE37SMP Simulator on Alpha System | M_MANAGER,O_OWNERREP | GEO2 | SUBMERGED |  | L0 | a | active | station | textTable | csv,netcdf |  |  | Public |  |  |  | ctd_parsed_param_dict
ALPHA_SYS | DPROD46 | USER_1 | DEPLOYED_AVAILABLE | MF_3 | StreamDef16 | TRUE | TRUE | SBE37SMP Simulator Alpha CONDWAT L1 | OOI Core L1 Conductivity Data Product from the SBE37SMP Simulator on Alpha System | M_MANAGER,O_OWNERREP | GEO2 | SUBMERGED |  | L1 | b | active | station | textTable | csv,netcdf |  |  | Public |  |  |  | ctd_parsed_param_dict
ALPHA_SYS | DPROD47 | USER_1 | DEPLOYED_AVAILABLE | MF_3 | StreamDef17 | TRUE | TRUE | SBE37SMP Simulator Alpha TEMPWAT L1 | OOI Core L1 Temperature Data Product from the SBE37SMP Simulator on Alpha System | M_MANAGER,O_OWNERREP | GEO2 | SUBMERGED |  | L1 | b | active | station | textTable | csv,netcdf |  |  | Public |  |  |  | ctd_parsed_param_dict
ALPHA_SYS | DPROD48 | USER_1 | DEPLOYED_AVAILABLE | MF_3 | StreamDef18 | TRUE | TRUE | SBE37SMP Simulator Alpha PRESWAT L1 | OOI Core L1 Pressure Data Product from the SBE37SMP Simulator on Alpha System | M_MANAGER,O_OWNERREP | GEO2 | SUBMERGED |  | L1 | b | active | station | textTable | csv,netcdf |  |  | Public |  |  |  | ctd_parsed_param_dict
ALPHA_SYS | DPROD49 | USER_1 | DEPLOYED_PRIVATE | MF_3 | StreamDef19 | TRUE | TRUE | SBE37SMP Simulator Alpha PRACSAL L2 | OOI Core L2 Calculated Practical Salinity from the SBE37SMP Simulator on Alpha System | M_MANAGER,O_OWNERREP | GEO2 | SUBMERGED |  | L2 | b | active | station | textTable | csv,netcdf |  |  | Public |  |  |  | ctd_parsed_param_dict
ALPHA_SYS | DPROD50 | USER_1 | INTEGRATED_DISCOVERABLE | MF_3 | StreamDef20 | TRUE | TRUE | SBE37SMP Simulator Alpha DENSITY L2 | OOI Core L2 Calculated Density from the SBE37SMP Simulator on Alpha System | M_MANAGER,O_OWNERREP | GEO2 | SUBMERGED |  | L2 | b | active | station | textTable | csv,netcdf |  |  | Public |  |  |  | ctd_parsed_param_dict
BETA_SYS | DPROD51 | USER_1 | DEPLOYED_AVAILABLE | MF_3 | StreamDef11 | TRUE | TRUE | SBE37SMP Simulator Beta Raw | Raw stream from SBE37 simulator on Beta System | M_MANAGER,O_OWNERREP | GEO2 | SUBMERGED |  | Raw | a | active | station | textTable | csv,netcdf |  |  | Public |  |  |  | raw
BETA_SYS | DPROD52 | USER_1 | DEPLOYED_AVAILABLE | MF_3 | StreamDef12 | TRUE | TRUE | SBE37SMP Simulator Beta Parsed | Parsed Stream from SBE37 simulator on Beta System | M_MANAGER,O_OWNERREP | GEO2 | SUBMERGED |  | Parsed_Canonical | a | active | station | textTable | csv,netcdf |  |  | Public |  |  |  | ctd_parsed_param_dict
BETA_SYS | DPROD53 | USER_1 | DEPLOYED_AVAILABLE | MF_3 | StreamDef13 | TRUE | TRUE | SBE37SMP Simulator Beta CONDWAT L0 | OOI Core L0 Conductivity Data Product from the SBE37SMP Simulator on Beta System | M_MANAGER,O_OWNERREP | GEO2 | SUBMERGED |  | L0 | a | active | station | textTable | csv,netcdf |  |  | Public |  |  |  | ctd_parsed_param_dict
BETA_SYS | DPROD54 | USER_1 | DEPLOYED_AVAILABLE | MF_3 | StreamDef14 | TRUE | TRUE | SBE37SMP Simulator Beta TEMPWAT L0 | OOI Core L0 Temperature Data Product from the SBE37SMP Simulator on Beta System | M_MANAGER,O_OWNERREP | GEO2 | SUBMERGED |  | L0 | a | active | station | textTable | csv,netcdf |  |  | Public |  |  |  | ctd_parsed_param_dict
BETA_SYS | DPROD55 | USER_1 | DEPLOYED_AVAILABLE | MF_3 | StreamDef15 | TRUE | TRUE | SBE37SMP Simulator Beta PRESWAT L0 | OOI Core L0 Pressure Data Product from the SBE37SMP Simulator on Beta System | M_MANAGER,O_OWNERREP | GEO2 | SUBMERGED |  | L0 | a | active | station | textTable | csv,netcdf |  |  | Public |  |  |  | ctd_parsed_param_dict
BETA_SYS | DPROD56 | USER_1 | DEPLOYED_AVAILABLE | MF_3 | StreamDef16 | TRUE | TRUE | SBE37SMP Simulator Beta CONDWAT L1 | OOI Core L1 Conductivity Data Product from the SBE37SMP Simulator on Beta System | M_MANAGER,O_OWNERREP | GEO2 | SUBMERGED |  | L1 | b | active | station | textTable | csv,netcdf |  |  | Public |  |  |  | ctd_parsed_param_dict
BETA_SYS | DPROD57 | USER_1 | DEPLOYED_AVAILABLE | MF_3 | StreamDef17 | TRUE | TRUE | SBE37SMP Simulator Beta TEMPWAT L1 | OOI Core L1 Temperature Data Product from the SBE37SMP Simulator on Beta System | M_MANAGER,O_OWNERREP | GEO2 | SUBMERGED |  | L1 | b | active | station | textTable | csv,netcdf |  |  | Public |  |  |  | ctd_parsed_param_dict
BETA_SYS | DPROD58 | USER_1 | DEPLOYED_AVAILABLE | MF_3 | StreamDef18 | TRUE | TRUE | SBE37SMP Simulator Beta PRESWAT L1 | OOI Core L1 Pressure Data Product from the SBE37SMP Simulator on Beta System | M_MANAGER,O_OWNERREP | GEO2 | SUBMERGED |  | L1 | b | active | station | textTable | csv,netcdf |  |  | Public |  |  |  | ctd_parsed_param_dict
BETA_SYS | DPROD59 | USER_1 | DEPLOYED_PRIVATE | MF_3 | StreamDef19 | TRUE | TRUE | SBE37SMP Simulator Beta PRACSAL L2 | OOI Core L2 Calculated Practical Salinity from the SBE37SMP Simulator on Beta System | M_MANAGER,O_OWNERREP | GEO2 | SUBMERGED |  | L2 | b | active | station | textTable | csv,netcdf |  |  | Public |  |  |  | ctd_parsed_param_dict
BETA_SYS | DPROD60 | USER_1 | INTEGRATED_DISCOVERABLE | MF_3 | StreamDef20 | TRUE | TRUE | SBE37SMP Simulator Beta DENSITY L2 | OOI Core L2 Calculated Density from the SBE37SMP Simulator on Beta System | M_MANAGER,O_OWNERREP | GEO2 | SUBMERGED |  | L2 | b | active | station | textTable | csv,netcdf |  |  | Public |  |  |  | ctd_parsed_param_dict
IDK | DPROD_IDK_RAW | USER_1 | DEPLOYED_AVAILABLE | MF_3 | SD_IDK_RAW | TRUE | TRUE | IDK Device Output Raw | Raw stream from driver under development | M_MANAGER,O_OWNERREP | GEO2 | SUBMERGED |  | Raw | a | active | station | textTable | csv,netcdf |  |  | Public |  |  |  | raw
IDK | DPROD_IDK_PARSED | USER_1 | DEPLOYED_AVAILABLE | MF_3 | UNKNOWN | TRUE | TRUE | IDK Device Output Parsed | Parsed Stream from driver under development | M_MANAGER,O_OWNERREP | GEO2 | SUBMERGED |  | Parsed_Canonical | a | active | station | textTable | csv,netcdf |  |  | Public |  |  |  | UNKNOWN
PRESF | DPROD61 | USER_1 | DEPLOYED_AVAILABLE | MF_3 | StreamDef32 | TRUE | TRUE | PRESF Operating Status | PRESF Operating Status from seabird26plus instrument at Woods Hole | M_MANAGER,O_OWNERREP | GEO_WHOI2 | SUBMERGED |  | Parsed_Canonical | a | active | station | textTable | csv,netcdf |  |  | Public |  |  |  | presf_operating_status
PRESF | DPROD62 | USER_1 | DEPLOYED_AVAILABLE | MF_3 | StreamDef33 | TRUE | TRUE | PRESF Calibration Coefficients | PRESF Calibration Coefficients from seabird26plus instrument at Woods Hole | M_MANAGER,O_OWNERREP | GEO_WHOI2 | SUBMERGED |  | Parsed_Canonical | a | active | station | textTable | csv,netcdf |  |  | Public |  |  |  | presf_calibration_coefficients
VOID | DPROD63 | USER_1 | DEPLOYED_AVAILABLE | MF_3 | StreamDef34 | TRUE | TRUE | PRESF L1 Seafloor Pressure from Wave Burst Measurements | Seafloor Pressure (SFLPRES_L1) from the SBE 26plus parsed wave burst measurements | M_MANAGER,O_OWNERREP | GEO_WHOI2 | SUBMERGED |  | L1 | a | active | station | textTable | csv,netcdf |  |  | Public |  |  |  | presf_tide_converted
PRESF | DPROD64 | USER_1 | DEPLOYED_AVAILABLE | MF_3 | StreamDef87 | TRUE | TRUE | PRESF Parsed Wave Burst Measurements from device ID6 | PRESF Stream from seabird26plus instrument at Woods Hole | M_MANAGER,O_OWNERREP | GEO_WHOI2 | SUBMERGED |  | Parsed_Canonical | a | active | station | textTable | csv,netcdf |  |  | Public |  |  |  | presf_wave_burst
VOID | DPROD65 | USER_1 | DEPLOYED_AVAILABLE | MF_3 | StreamDef87 | TRUE | TRUE | PRESF L0 absolute_pressure from Wave Burst | PRESF L0 absolute_pressure from seabird26plus instrument at Woods Hole | M_MANAGER,O_OWNERREP | GEO_WHOI2 | SUBMERGED |  | L0 | a | active | station | textTable | csv,netcdf |  |  | Public |  |  |  | presf_wave_burst
PRESF | DPROD66 | USER_1 | DEPLOYED_AVAILABLE | MF_3 | StreamDef88 | TRUE | TRUE | PRESF Parsed Wave Burst Computed Statistics | PRESF computed wave statistics from seabird26plus instrument at Woods Hole | M_MANAGER,O_OWNERREP | GEO_WHOI2 | SUBMERGED |  | Parsed_Canonical | a | active | station | textTable | csv,netcdf |  |  | Public |  |  |  | presf_wave_statistics
PREST | DPROD67 | USER_1 | DEPLOYED_AVAILABLE | MF_3 | StreamDef49 | TRUE | TRUE | PREST Real Time Data | PREST Real Time data from SBE 54 Tsunami Pressure Sensor instrument at RSN | M_MANAGER,O_OWNERREP | GEO_UW | SUBMERGED |  | Parsed_Canonical | a | active | station | textTable | csv,netcdf |  |  | Public |  |  |  | prest_real_time
PREST | DPROD68 | USER_1 | DEPLOYED_AVAILABLE | MF_3 | StreamDef50 | TRUE | TRUE | PREST Reference Oscillator | PREST Reference Oscillator data from SBE 54 Tsunami Pressure Sensor instrument at RSN | M_MANAGER,O_OWNERREP | GEO_UW | SUBMERGED |  | Parsed_Canonical | a | active | station | textTable | csv,netcdf |  |  | Public |  |  |  | prest_reference_oscillator
PREST | DPROD69 | USER_1 | DEPLOYED_AVAILABLE | MF_3 | StreamDef51 | TRUE | TRUE | PREST Configuration Data | PREST Configuration data from SBE 54 Tsunami Pressure Sensor instrument at RSN | M_MANAGER,O_OWNERREP | GEO_UW | SUBMERGED |  | Parsed_Canonical | a | active | station | textTable | csv,netcdf |  |  | Public |  |  |  | prest_configuration_data
PREST | DPROD70 | USER_1 | DEPLOYED_AVAILABLE | MF_3 | StreamDef52 | TRUE | TRUE | PREST Device Status | PREST Device Status data from SBE 54 Tsunami Pressure Sensor instrument at RSN | M_MANAGER,O_OWNERREP | GEO_UW | SUBMERGED |  | Parsed_Canonical | a | active | station | textTable | csv,netcdf |  |  | Public |  |  |  | prest_device_status
PREST | DPROD71 | USER_1 | DEPLOYED_AVAILABLE | MF_3 | StreamDef53 | TRUE | TRUE | PREST Event Counter | PREST Event Counter data from SBE 54 Tsunami Pressure Sensor instrument at RSN | M_MANAGER,O_OWNERREP | GEO_UW | SUBMERGED |  | Parsed_Canonical | a | active | station | textTable | csv,netcdf |  |  | Public |  |  |  | prest_event_counter
PREST | DPROD72 | USER_1 | DEPLOYED_AVAILABLE | MF_3 | StreamDef54 | TRUE | TRUE | PREST Hardware Data | PREST Hardware Data from SBE 54 Tsunami Pressure Sensor instrument at RSN | M_MANAGER,O_OWNERREP | GEO_UW | SUBMERGED |  | Parsed_Canonical | a | active | station | textTable | csv,netcdf |  |  | Public |  |  |  | prest_hardware_data
PREST | DPROD73 | USER_1 | DEPLOYED_AVAILABLE | MF_3 | StreamDef49 | TRUE | TRUE | PREST L0 absolute_pressure from Real Time Data | PREST L0 (absolute_pressure) from SBE 54 Tsunami Pressure Sensor instrument at RSN | M_MANAGER,O_OWNERREP | GEO_UW | SUBMERGED |  | L0 | a | active | station | textTable | csv,netcdf |  |  | Public |  |  |  | prest_real_time
PREST | DPROD74 | USER_1 | DEPLOYED_AVAILABLE | MF_3 | StreamDef89 | TRUE | TRUE | PREST L1 Seafloor Pressure | SFLPRES_L1 (Seafloor Pressure) from SBE 54 Tsunami Pressure Sensor instrument at RSN | M_MANAGER,O_OWNERREP | GEO_UW | SUBMERGED |  | L1 | a | active | station | textTable | csv,netcdf |  |  | Public |  |  |  | prest_l1_pressure
CTDBP | DP_ID7 | USER_1 | DEPLOYED_AVAILABLE | MF_3 | StreamDef35 | TRUE | TRUE | CTDBP parsed sample from device ID7 | CTD Stream from seabird16plusV2 instrument at Woods Hole | M_MANAGER,O_OWNERREP | GEO_WHOI2 | SUBMERGED |  | Parsed_Canonical | a | active | station | textTable | csv,netcdf |  |  | Public |  |  |  | ctdbp_cdef_sample
CTDBP | DP_ID7_RAW | USER_1 | DEPLOYED_AVAILABLE | MF_3 | StreamDef23 | TRUE | TRUE | CTDBP raw from device ID7 | Raw CTD Stream from seabird16plusV2 instrument at Woods Hole | M_MANAGER,O_OWNERREP | GEO_WHOI2 | SUBMERGED |  | Raw | a | active | station | textTable | csv,netcdf |  |  | Public |  |  |  | raw
CTDBP | DPROD75 | USER_1 | DEPLOYED_AVAILABLE | MF_3 | StreamDef36 | TRUE | TRUE | CTDBP status from device ID7 | CTD Status from seabird16plusV2 instrument at Woods Hole | M_MANAGER,O_OWNERREP | GEO_WHOI2 | SUBMERGED |  | Parsed_Canonical | a | active | station | textTable | csv,netcdf |  |  | Public |  |  |  | ctdbp_cdef_status
CTDBP | DPROD76 | USER_1 | DEPLOYED_AVAILABLE | MF_3 | StreamDef37 | TRUE | TRUE | CTDBP calibration coefficients from device ID7 | CTD Calibration Coefficients from seabird16plusV2 instrument at Woods Hole | M_MANAGER,O_OWNERREP | GEO_WHOI2 | SUBMERGED |  | Parsed_Canonical | a | active | station | textTable | csv,netcdf |  |  | Public |  |  |  | ctdbp_cdef_calibration_coefficients
CTDBP | DPROD77 | USER_1 | DEPLOYED_AVAILABLE | MF_3 | StreamDef94 | TRUE | TRUE | CTDBP L0 (CONDWAT, TEMPWAT, PRESWAT) | OOI Core L0 Data Product from the CTDBP for CONDWAT, TEMPWAT, & PRESWAT | M_MANAGER,O_OWNERREP | GEO_WHOI2 | SUBMERGED |  | L0 | a | active | station | textTable | csv,netcdf |  |  | Public |  |  |  | ctdbp_cdef_L0
CTDBP | DPROD78 | USER_1 | DEPLOYED_AVAILABLE | MF_3 | StreamDef95 | TRUE | TRUE | CTDBP L1 (CONDWAT, TEMPWAT, PRESWAT) | OOI Core L1 Conductivity Data Product from the CTDBP for CONDWAT, TEMPWAT, & PRESWAT | M_MANAGER,O_OWNERREP | GEO_WHOI2 | SUBMERGED |  | L1 | b | active | station | textTable | csv,netcdf |  |  | Public |  |  |  | ctdbp_cdef_L1
CTDBP | DPROD79 | USER_1 | DEPLOYED_PRIVATE | MF_3 | StreamDef96 | TRUE | TRUE | CTDBP L2 PRACSAL | OOI Core L2 Calculated Practical Salinity from the CTDBP on Beta Demonstration Platform | M_MANAGER,O_OWNERREP | GEO_WHOI2 | SUBMERGED |  | L2 | b | active | station | textTable | csv,netcdf |  |  | Public |  |  |  | ctdbp_cdef_L2_pracsal
CTDBP | DPROD80 | USER_1 | INTEGRATED_DISCOVERABLE | MF_3 | StreamDef97 | TRUE | TRUE | CTDBP L2 DENSITY | OOI Core L2 Calculated Density from the CTDBP on Beta Demonstration Platform | M_MANAGER,O_OWNERREP | GEO_WHOI2 | SUBMERGED |  | L2 | b | active | station | textTable | csv,netcdf |  |  | Public |  |  |  | ctdbp_cdef_L2_density
Note on I88: Shouldn't these indicate the instrument series (i.e. CTDBP CDEF L0) since it will differ from CTDBP NO by Oxygen, Optode Phase, and Optode temperature? -spearce

## DataProductLink
Scenario | ID | data_product_id | input_resource_id | resource_type | obsolete/create_stream | comment
STOP! | Changes to this doc can break the nose tests or interfere with test systems! BEFORE making changes, please read https://confluence.oceanobservatories.org/display/CIDev/Preload+development. AFTER making changes, please TEST, make a copy of this sheet, and commit the new URL to ion_loader.py!
R2_DEMO |  | DPROD11 | ID3 | InstrumentDevice | FALSE | CTD Sim 1 Raw
R2_DEMO |  | DPROD12 | ID3 | InstrumentDevice | FALSE | CTD Sim 1 Parsed
R2_DEMO |  | DPROD21 | ID4 | InstrumentDevice | FALSE | CTD Sim 2 Raw
R2_DEMO |  | DPROD22 | ID4 | InstrumentDevice | FALSE | CTD Sim 2 Parsed
R2_DEMO |  | EEDP1 | EEInstrumentDevice | InstrumentDevice | FALSE | CTD EER2 Parsed
R2_DEMO |  | EEDP2 | EEInstrumentDevice | InstrumentDevice | FALSE | CTD EER2 Raw
R2_DEMO |  | EEDP3 | EEInstrumentSite | InstrumentSite | FALSE | CTD EER2 Parsed
disable |  | EEDP4 | EEInstrumentSite | InstrumentSite | FALSE | CTD EER2 Raw
DEVS |  | DP_ID5 | ID5 | InstrumentDevice | FALSE | PARAD Parsed
DEVS |  | DP_ID5_RAW | ID5 | InstrumentDevice | FALSE | PARAD Raw
BETA |  | DP_PD3 | PDEV3 | PlatformDevice | FALSE | not loading
DEVS |  | DP_ID8 | ID8 | InstrumentDevice | FALSE | TRHPH Parsed
DEVS |  | DP_ID10 | ID10 | InstrumentDevice | FALSE | VELPT Parsed
DEVS |  | DP_ID11 | ID11 | InstrumentDevice | FALSE | NUTNR Parsed
DEVS |  | DP_ID8_RAW | ID8 | InstrumentDevice | FALSE | TRHPH Raw
DEVS |  | DP_ID10_RAW | ID10 | InstrumentDevice | FALSE | VELPT Raw
DEVS |  | DP_ID11_RAW | ID11 | InstrumentDevice | FALSE | NUTNR Raw
BETA |  | DP_ID12_RAW | ID12 | InstrumentDevice | FALSE | SBE37SMP Raw
BETA |  | DP_ID12 | ID12 | InstrumentDevice | FALSE | SBE37SMP Parsed
ALPHA_SYS |  | DPROD41 | ID13 | InstrumentDevice | FALSE | CTD Sim Alpha Raw
ALPHA_SYS |  | DPROD42 | ID13 | InstrumentDevice | FALSE | CTD Sim Alpha Parsed
BETA_SYS |  | DPROD51 | ID14 | InstrumentDevice | FALSE | CTD Sim Beta Raw
BETA_SYS |  | DPROD52 | ID14 | InstrumentDevice | FALSE | CTD Sim Beta Parsed
IDK |  | DPROD_IDK_RAW | IDK_DEVICE | InstrumentDevice | FALSE
IDK |  | DPROD_IDK_PARSED | IDK_DEVICE | InstrumentDevice | FALSE
PRESF |  | DP_ID6_RAW | ID6 | InstrumentDevice | FALSE | PRESF Raw
PRESF |  | DP_ID6 | ID6 | InstrumentDevice | FALSE | PRESF Parsed Tide Measurements
PRESF |  | DPROD61 | ID6 | InstrumentDevice | FALSE | PRESF Operating Status
PRESF |  | DPROD62 | ID6 | InstrumentDevice | FALSE | PRESF Calibration Coefficients
PRESF |  | DPROD64 | ID6 | InstrumentDevice | FALSE | PRESF Parsed Wave Burst
PRESF |  | DPROD66 | ID6 | InstrumentDevice | FALSE | PRESF Parsed Wave Statistics
PREST |  | DP_ID9_RAW | ID9 | InstrumentDevice | FALSE | PREST Raw
PREST |  | DPROD67 | ID9 | InstrumentDevice | FALSE | PREST Real Time Data
PREST |  | DPROD68 | ID9 | InstrumentDevice | FALSE | PREST Reference Oscillator
PREST |  | DPROD69 | ID9 | InstrumentDevice | FALSE | PREST Configuration Data
PREST |  | DPROD70 | ID9 | InstrumentDevice | FALSE | PREST Device Status
PREST |  | DPROD71 | ID9 | InstrumentDevice | FALSE | PREST Event Counter
PREST |  | DPROD72 | ID9 | InstrumentDevice | FALSE | PREST Hardware Data
CTDBP |  | DP_ID7 | ID7 | InstrumentDevice | FALSE | CTDBP sb16+v2 Parsed
CTDBP |  | DP_ID7_RAW | ID7 | InstrumentDevice | FALSE | CTDBP sb16+v2 Raw
CTDBP |  | DPROD75 | ID7 | InstrumentDevice | FALSE | CTDBP Status
CTDBP |  | DPROD76 | ID7 | InstrumentDevice | FALSE | CTDBP Calibration Coefficients

## Deployment
Scenario | confluence | ID | owner_id | org_ids | site_id | device_id | activate | d/name | d/description | constraint_ids | coordinate_system
STOP! | Changes to this doc can break the nose tests or interfere with test systems! BEFORE making changes, please read https://confluence.oceanobservatories.org/display/CIDev/Preload+development. AFTER making changes, please TEST, make a copy of this sheet, and commit the new URL to ion_loader.py!
R2_DEMO |  | DEP1 | USER_1 | MF_3 | LOGINS3 | ID3 | TRUE | dep1 | deployment of first device
BETA |  | DEP2 | USER_1 | MF_3 | LOGINS4 | ID12 | TRUE | dep2 | Demo Deployment of SBE37SMP Instrument
BETA |  | DEP3 | USER_1 | MF_3 | LP3 | PDEV3 | TRUE | dep3 | deployment of platform device 1
R2_DEMO |  | DEP4 | USER_1 | MF_3 | LP4 | PDEV4 | FALSE | dep4 | deployment of platform device 2
R2_DEMO | https://confluence.oceanobservatories.org/display/CIDev/Preload+Data+for+Deployments+1-3 | Deploy1 | USER_1 | MF_3 | D1PlatformSite1 | D1PlatformDevice1 | FALSE | dep4 | test deployment 1
R2_DEMO | https://confluence.oceanobservatories.org/display/CIDev/Preload+Data+for+Deployments+1-3 | Deploy2 | USER_1 | MF_3 | D2InstrumentSite1 | D2InstrumentDevice3 | FALSE | dep4 | test deployment 2
R2_DEMO | https://confluence.oceanobservatories.org/display/CIDev/Preload+Data+for+Deployments+1-3 | Deploy3 | USER_1 | MF_3 | D3InstrumentSite1 | D3InstrumentDevice4 | FALSE | dep4 | test deployment 3
R2_DEMO |  | EEDeploy1 | USER_1 | MF_3 | EEInstrumentSite | EEInstrumentDevice | TRUE | ee_deployment | test deployment for EE test R2
R2_DEMO |  | DEP5 | USER_1 | MF_3 | LOGINS5 | ID4 | TRUE | dep5 | deployment of second device
ALPHA_SYS |  | DEP6 | USER_1 | MF_3 | LOGINS6 | ID13 | TRUE | dep6 | deployment of simulator on Alpha System
BETA_SYS |  | DEP7 | USER_1 | MF_3 | LOGINS7 | ID14 | TRUE | dep7 | deployment of simulator on Beta System
IDK |  | IDK_DEP | IDK_USER | IDK_ORG | IDK_SITE | IDK_DEVICE | TRUE | idk deployment | Deployment for IDK
PRESF |  | DEP8 | USER_1 | MF_3 | LOGINS8 | ID6 | TRUE | dep8 | Demo Deployment of PRESF Instrument
PREST |  | DEP9 | USER_1 | MF_3 | LOGINS9 | ID9 | TRUE | dep9 | Demo Deployment of PREST Instrument
CTDBP |  | DEP10 | USER_1 | MF_3 | LOGINS10 | ID7 | TRUE | dep10 | Demo Deployment of CTDBP Instrument

## EventProcess
Scenario | ID | owner_id | org_ids | data_process_definition_id | in_data_product_id | out_data_products | configuration | comment
NOTICE: THIS TAB IS NOT USED BY PRELOAD
STOP! | Changes to this doc can break the nose tests or interfere with test systems! BEFORE making changes, please read https://confluence.oceanobservatories.org/display/CIDev/Preload+development. AFTER making changes, please TEST, make a copy of this sheet, and commit the new URL to ion_loader.py!
EER2-TEST | DPROC8 | USER_1 | MF_3 | DPD17 | DP_PD3 | { } | { 'process':{ 'timer_interval': 5, 'queue_name': 'a_queue', 'variable_name': 'input_voltage', 'time_field_name': 'preferred_timestamp', 'valid_values': [-100, 100], 'timer_origin': 'Interval Timer' } } | Platform Agent Events demo

## EventProcessDefinition
Scenario | ID | owner_id | org_ids | input_stream_defs | epd/name | epd/description | module | class
NOTICE: THIS TAB IS NOT USED BY PRELOAD
STOP! | Changes to this doc can break the nose tests or interfere with test systems! BEFORE making changes, please read https://confluence.oceanobservatories.org/display/CIDev/Preload+development. AFTER making changes, please TEST, make a copy of this sheet, and commit the new URL to ion_loader.py!
EER2-TEST | DPD17 | USER_1 | MF_3 | SD_PLATFORM1 | Stream Alert Transform | Transform that listens to Platform Agent stream and publishes events when issues occur. | ion.processes.data.transforms.event_alert_transform | DemoStreamAlertTransform

## Index
NOTICE: THIS TAB IS NOT USED BY PRELOAD

## InstrumentAgent
Scenario | ID | owner_id | lcstate | org_ids | instrument_model_ids | ia/name | ia/description | ia/agent_version | ia/driver_uri | ia/driver_module | ia/driver_class | stream_configurations
STOP! | Changes to this doc can break the nose tests or interfere with test systems! BEFORE making changes, please read https://confluence.oceanobservatories.org/display/CIDev/Preload+development. AFTER making changes, please TEST, make a copy of this sheet, and commit the new URL to ion_loader.py!
BETA | IA2 | USER_1 | DEPLOYED_AVAILABLE | MF_3 | IM2 | SBE37SMP Instrument Agent | Seabird 37 CTD Instrument Agent | 0.4 | http://sddevrepo.oceanobservatories.org/releases/seabird_sbe37smb_ooicore-0.0.4-py2.7.egg |  |  | SC1,SC2
DEVS | IA3 | USER_1 | DEPLOYED_AVAILABLE | MF_3 | IM4 | PARAD Instrument Agent |  | 0.1 |  | mi.instrument.satlantic.par_ser_600m.ooicore.driver | InstrumentDriver | SC1,SC3
PRESF | IA4 | USER_1 | DEPLOYED_AVAILABLE | MF_3 | IM5 | PRESF Instrument Agent | SBE 26plus | 0.4 | http://sddevrepo.oceanobservatories.org/releases/seabird_sbe26plus_ooicore-0.0.4-py2.7.egg |  |  | SC1,SC4,SC10,SC11,SC65,SC66
CTDBP | IA5 | USER_1 | DEPLOYED_AVAILABLE | MF_3 | IM6 | CTDBP Instrument Agent | CTD for SBE16plusV2 Strain Gauge, no external instruments | 0.1 | http://sddevrepo.oceanobservatories.org/releases/seabird_sbe16plus_v2_ooicore-0.0.1-py2.7.egg | mi.instrument.seabird.sbe16plus_v2.ooicore.driver | InstrumentDriver | SC1,SC13,SC14,SC15
PREST | IA7 | USER_1 | DEPLOYED_AVAILABLE | MF_3 | IM8 | PREST Instrument Agent | SBE 54 Tsunami Pressure Sensor | 0.2 | http://sddevrepo.oceanobservatories.org/releases/seabird_sbe54tps_ooicore-0.0.2-py2.7.egg | mi.instrument.seabird.sbe54tps.ooicore.driver | InstrumentDriver | SC1,SC27,SC28,SC29,SC30,SC31,SC32
DEVS | IA8 | USER_1 | DEPLOYED_AVAILABLE | MF_3 | IM9 | VELPT Instrument Agent | Aquadopp Current Meters | 0.1 |  | mi.instrument.nortek.aquadopp.ooicore.driver | InstrumentDriver | SC1,SC7
DEVS | IA6 | USER_1 | DEPLOYED_AVAILABLE | MF_3 | IM7 | TRHPH Instrument Agent | Temperature and Resistivity Probe | 0.1 |  | mi.instrument.uw.bars.ooicore.driver | ooicoreInstrumentDriver | SC1,SC5
DEVS | IA9 | USER_1 | DEPLOYED_AVAILABLE | MF_3 | IM10 | NUTNR Instrument Agent | Satlantic ISUS V3 Nitrate Sensor | 0.1 |  | mi.instrument.satlantic.isusv3.ooicore.driver | InstrumentDriver | SC1,SC8
XXX | IDK_AGENT | IDK_USER | DEPLOYED_AVAILABLE | IDK_ORG | IDK_MODEL | IDK Agent | Placeholder definition for IDK definition of instrument driver | 0.1 |  | UNKNOWN | InstrumentDriver | IDK_SC_RAW,IDK_SC_PARSED
xxx | xxx | USER_1 | DEPLOYED_AVAILABLE | MF_3 | IM2 | SBE37SMP Instrument Omelette | Seabird 37 CTD Instrument Agent | 0.2 | http://sddevrepo.oceanobservatories.org/releases/seabird_sbe37smb_ooicore-0.0.2-py2.7.egg | mi.instrument.seabird.sbe37smb.ooicore.driver | SBE37Driver | SC1,SC2

## InstrumentAgentInstance
Scenario | Confluence | ID | owner_id | org_ids | instrument_agent_id | instrument_device_id | obsolete/start_agent | iai/name | iai/description | iai/svr_addr | iai/comms_method | iai/comms_device_address | iai/comms_device_port | comms_server_address | comms_server_port | comms_server_cmd_port | iai/port_agent_work_dir | obsolete/stream_configurations
STOP! | Changes to this doc can break the nose tests or interfere with test systems! BEFORE making changes, please read https://confluence.oceanobservatories.org/display/CIDev/Preload+development. AFTER making changes, please TEST, make a copy of this sheet, and commit the new URL to ion_loader.py!
DOC | [9 empty] | used by instrument agent to reach instrument driver. |  | used by port agent to reach instrument | used by port agent to reach instrument | used in instrument driver and platform agent to reach port agent | used by instrument driver for data communications with port agent | used by instrument driver and platform agent for control of the port agent
R2_DEMO |  | IAI3 | USER_1 | MF_3 | IA2 | ID3 | FALSE | CTD Simulator 1 Demo Agent Instance |  | localhost | ethernet | sbe37-simulator.oceanobservatories.org | 4001 | localhost | 8890 | 9000 | /tmp/ | SC1,SC2
ALPHA_SYS |  | IA14 | USER_1 | MF_3 | IA2 | ID13 | FALSE | CTD Simulator Alpha Agent Instance |  | localhost | ethernet | sbe37-simulator.oceanobservatories.org | 4001 | rsn-port-agent-test.oceanobservatories.org | 13000 | 12000 | /tmp/ | SC1,SC2
BETA_SYS |  | IAI5 | USER_1 | MF_3 | IA2 | ID14 | FALSE | CTD Simulator Beta Agent Instance |  | localhost | ethernet | sbe37-simulator.oceanobservatories.org | 4001 | rsn-port-agent-test.oceanobservatories.org | 13002 | 12002 | /tmp/ | SC1,SC2
R2_DEMO |  | IAI4 | USER_1 | MF_3 | IA2 | ID4 | FALSE | CTD Simulator 2 Demo Agent Instance |  | localhost | ethernet | sbe37-simulator.oceanobservatories.org | 4002 | localhost | 8888 | 9001 | /tmp/ | SC1,SC2
R2_DEMO |  | IAI5 | USER_1 | MF_3 | IA2 | EEInstrumentDevice | FALSE | CTD Agent Instance for end to end R2 test |  | localhost | ethernet | sbe37-simulator.oceanobservatories.org | 4001 | localhost | 8886 | 9002 | /tmp/ | SC1,SC2
DEVS | https://confluence.oceanobservatories.org/display/CIDev/MIO+VPN+Access | IAI6 | USER_1 | MF_3 | IA3 | ID5 | FALSE | PARAD | PAR-SER-600m | localhost | ethernet | 10.180.80.179 | 2101 | rsn-port-agent-test.oceanobservatories.org | 13009 | 12009 | /tmp/ | SC1,SC3
PRESF | https://confluence.oceanobservatories.org/display/CIDev/MIO+VPN+Access | IAI7 | USER_1 | MF_3 | IA4 | ID6 | FALSE | PRESF | SeaBird 26plus Pressure Sensor | localhost | ethernet | 10.180.80.185 | 2101 | rsn-port-agent-test.oceanobservatories.org | 13005 | 12005 | /tmp/ | SC1,SC4
CTDBP | https://confluence.oceanobservatories.org/display/CIDev/MIO+VPN+Access | IAI8 | USER_1 | MF_3 | IA5 | ID7 | FALSE | CTDBP | SBE16plusV2 CTD | localhost | ethernet | ciports1-4.whoi.edu | 2104 | rsn-port-agent-test.oceanobservatories.org | 13007 | 12007 | /tmp/ | SC1,SC2
DEVS | https://confluence.oceanobservatories.org/display/CIDev/MIO+VPN+Access | IAI9 | USER_1 | MF_3 | IA6 | ID8 | FALSE | TRHPH | Temperature and Resistivity Probe | localhost | ethernet | 10.180.80.172 | 2101 | rsn-port-agent-test.oceanobservatories.org | 13008 | 12008 | /tmp/ | SC1,SC5
PREST | https://confluence.oceanobservatories.org/display/CIDev/MIO+VPN+Access | IAI10 | USER_1 | MF_3 | IA7 | ID9 | FALSE | PREST | SBE 54 Tsunami Pressure Sensor | localhost | ethernet | 10.180.80.170 | 2101 | rsn-port-agent-test.oceanobservatories.org | 13012 | 12012 | /tmp/ | SC1,SC6
DEVS | https://confluence.oceanobservatories.org/display/CIDev/MIO+VPN+Access | IAI11 | USER_1 | MF_3 | IA8 | ID10 | FALSE | VELPT | Aquadopp Current Meters | localhost | ethernet | ciports1-4.whoi.edu | 2103 | rsn-port-agent-test.oceanobservatories.org | 13010 | 12010 | /tmp/ | SC1,SC7
DEVS | https://confluence.oceanobservatories.org/display/CIDev/MIO+VPN+Access | IAI12 | USER_1 | MF_3 | IA9 | ID11 | FALSE | NUTNR | Satlantic ISUS V3 Nitrate Sensor | localhost | ethernet | 69.196.56.182 | 4002 | rsn-port-agent-test.oceanobservatories.org | 13011 | 12011 | /tmp/ | SC1,SC8
BETA |  | IAI13 | USER_1 | MF_3 | IA2 | ID12 | FALSE | SBE37SMP Agent Instance |  | localhost | ethernet | 69.196.56.182 | 4001 | rsn-port-agent-test.oceanobservatories.org | 13013 | 12013 | /tmp/ | SC1,SC2
IDK |  | IDK_AGENT_INSTANCE | IDK_USER | IDK_ORG | UNKNOWN | IDK_DEVICE | FALSE | IDK Agent Instance |  | localhost | UNKNOWN | UNKNOWN | UNKNOWN | localhost | UNKNOWN | UNKNOWN | /tmp/

## InstrumentDevice
Scenario | ID | confluence | owner_id | lcstate | org_ids | instrument_model_id | platform_device_id | contact_ids | id/name | id/description | id/serial_number | id/firmware_version | id/hardware_version | id/controllable | id/monitorable | id/message_controllable | id/reference_urls
STOP! | Changes to this doc can break the nose tests or interfere with test systems! BEFORE making changes, please read https://confluence.oceanobservatories.org/display/CIDev/Preload+development. AFTER making changes, please TEST, make a copy of this sheet, and commit the new URL to ion_loader.py!
R2_DEMO | ID3 |  | USER_1 | DEPLOYED_AVAILABLE | MF_3 | IM2 | PDEV3 | M_MANAGER,O_OWNERREP | CTD Simulator 1 Demo | Simulator 1 providing CTD data in the R2 Demonstration | 10003 | 0-00 | 0-00 | TRUE | TRUE | TRUE
ALPHA_SYS | ID13 |  | USER_1 | DEPLOYED_AVAILABLE | MF_3 | IM2 | PDEV3 | M_MANAGER,O_OWNERREP | CTD Simulator for Alpha | Simulator providing CTD data in the Alpha System | 10003 | 0-00 | 0-00 | TRUE | TRUE | TRUE
BETA_SYS | ID14 |  | USER_1 | DEPLOYED_AVAILABLE | MF_3 | IM2 | PDEV3 | M_MANAGER,O_OWNERREP | CTD Simulator for Beta | Simulator providing CTD data in the Beta System | 10003 | 0-00 | 0-00 | TRUE | TRUE | TRUE
R2_DEMO | ID4 |  | USER_1 | DEPLOYED_AVAILABLE | MF_3 | IM2 | PDEV4 | M_MANAGER,O_OWNERREP | CTD Simulator 2 Demo | Simulator 2 replacement for 1 providing CTD data in the R2 Demonstration | 10004 | 0-00 | 0-00 | TRUE | TRUE | TRUE
R2_DEMO | D1InstrumentDevice1 | https://confluence.oceanobservatories.org/display/CIDev/Preload+Data+for+Deployments+1-3 | USER_1 | DEPLOYED_AVAILABLE | MF_3 | IM2 | D1PlatformDevice1 | T_AMPE,J_ORCUTT | CTD Simulator 1 for deployment1 | Simulator 1 providing CTD data in the R2 Demonstration | 10003 | 0-00 | 0-00 | TRUE | TRUE | TRUE
R2_DEMO | D1InstrumentDevice2 | https://confluence.oceanobservatories.org/display/CIDev/Preload+Data+for+Deployments+1-3 | USER_1 | DEPLOYED_AVAILABLE | MF_3 | IM2 | D1PlatformDevice1 | T_AMPE,J_ORCUTT | CTD Simulator 2 for deployment1 | Simulator 1 providing CTD data in the R2 Demonstration | 10003 | 0-00 | 0-00 | TRUE | TRUE | TRUE
R2_DEMO | D2InstrumentDevice3 | https://confluence.oceanobservatories.org/display/CIDev/Preload+Data+for+Deployments+1-3 | USER_1 | DEPLOYED_AVAILABLE | MF_3 | IM2 |  | T_AMPE,J_ORCUTT | CTD Simulator for deployment 2 | Simulator 1 providing CTD data in the R2 Demonstration | 10003 | 0-00 | 0-00 | TRUE | TRUE | TRUE
R2_DEMO | D3InstrumentDevice4 | https://confluence.oceanobservatories.org/display/CIDev/Preload+Data+for+Deployments+1-3 | USER_1 | DEPLOYED_AVAILABLE | MF_3 | IM2 |  | T_AMPE,J_ORCUTT | CTD Simulator for deployment 3 | Simulator 1 providing CTD data in the R2 Demonstration | 10003 | 0-00 | 0-00 | TRUE | TRUE | TRUE
R2_DEMO | MANUAL |  |  |  |  | IM2 |  | T_AMPE,J_ORCUTT | Seabird CTD for Demo | Seabird Conductivity-Temperature-Depth instrument used for demonstration | tbd | tbd | tbd | TRUE | TRUE | TRUE
R2_DEMO | EEInstrumentDevice | https://confluence.oceanobservatories.org/display/CIDev/Preload+Data+for+Deployments+1-3 | USER_1 | DEPLOYED_AVAILABLE | MF_3 | IM2 | EEPlatformDevice1 | T_AMPE,J_ORCUTT | CTD Simulator end to end R2 testing | Simulator 1 providing CTD data in the R2 Demonstration | 10003 | 0-00 | 0-00 | TRUE | TRUE | TRUE | http://www.yahoo.com
DEVS | ID5 |  | USER_1 | DEPLOYED_AVAILABLE | MF_3 | IM4 |  | M_MANAGER,O_OWNERREP | PARAD | PAR-SER-600M | 10003 | 0-00 | 0-00 | TRUE | TRUE | TRUE
PRESF | ID6 |  | USER_1 | DEPLOYED_AVAILABLE | MF_3 | IM5 |  | M_MANAGER,O_OWNERREP | PRESF | SeaBird 26plus | 10003 | 0-00 | 0-00 | TRUE | TRUE | TRUE
CTDBP | ID7 |  | USER_1 | DEPLOYED_AVAILABLE | MF_3 | IM6 |  | M_MANAGER,O_OWNERREP | CTDBP | SBE 16plusV2 | 10003 | 0-00 | 0-00 | TRUE | TRUE | TRUE
DEVS | ID8 |  | USER_1 | DEPLOYED_AVAILABLE | MF_3 | IM7 |  | M_MANAGER,O_OWNERREP | TRHPH | Temperature and Resistivity Probe | 10003 | 0-00 | 0-00 | TRUE | TRUE | TRUE
PREST | ID9 |  | USER_1 | DEPLOYED_AVAILABLE | MF_3 | IM8 |  | M_MANAGER,O_OWNERREP | PREST | SBE 54 Tsunami Pressure Sensor | 10003 | 0-00 | 0-00 | TRUE | TRUE | TRUE
DEVS | ID10 |  | USER_1 | DEPLOYED_AVAILABLE | MF_3 | IM9 |  | M_MANAGER,O_OWNERREP | VELPT | Aquadopp Current Meters | 10003 | 0-00 | 0-00 | TRUE | TRUE | TRUE
DEVS | ID11 |  | USER_1 | DEPLOYED_AVAILABLE | MF_3 | IM10 |  | M_MANAGER,O_OWNERREP | NUTNR | Satlantic ISUS V3 Nitrate Sensor | 10003 | 0-00 | 0-00 | TRUE | TRUE | TRUE
BETA | ID12 |  | USER_1 | DEPLOYED_AVAILABLE | MF_3 | IM2 | PDEV3 | M_MANAGER,O_OWNERREP | SBE37SMP | SeaBird 37 SMP CTD for R2 Beta Testing | 10003 | 0-00 | 0-00 | TRUE | TRUE | TRUE
NOSE | ID_TEST |  | USER_1 | DEPLOYED_AVAILABLE | MF_TEST | IM2 | PDEV3 | TEST_USER,O_OWNERREP | Unit Test SMB37 | SeaBird 37 SMP CTD for code unit tests | 10003 | 0-00 | 0-00 | TRUE | TRUE | TRUE
IDK | IDK_DEVICE |  | IDK_USER | DEPLOYED_AVAILABLE | IDK_ORG | IDK_MODEL | IDK_PD | IDK_USER1,IDK_USER2 | IDK Test Device | Device currently under IDK testing and driver development | 10003 | 0-00 | 0-00 | TRUE | TRUE | TRUE

## InstrumentModel
Scenario | ID | owner_id | org_ids | im/name | im/description | obsolete/raw_stream_def | obsolete/parsed_stream_def | im/manufacturer | im/manufacturer_url | im/reference_urls | im/instrument_family | im/instrument_classes_supported | im/primary_interface | im/baud_rate_default | obsolete/baud_supported | im/mixed_sampling_mode | im/internal_data_storage | im/integrated_inductive_modem_available | im/internal_battery | im/clock_max_drift | im/operational_depth_maximum | im/survival_depth_maximum | im/hotel_current | im/electrical_notes | im/power_source | im/clock_notes | im/power_supply_voltage_minimum | im/power_supply_voltage_maximum | im/weight | im/voltage | im/wattage | im/height | im/length | im/width | im/required_on_time
STOP! | Changes to this doc can break the nose tests or interfere with test systems! BEFORE making changes, please read https://confluence.oceanobservatories.org/display/CIDev/Preload+development. AFTER making changes, please TEST, make a copy of this sheet, and commit the new URL to ion_loader.py!
BETA | IM2 | USER_1 | MF_3 | SBE 37-SMP MicroCAT CTD Model Demo | A Sea-bird conductivity and temperature (pressure optional) recorder (CTD) model designed for moorings or other long duration, fixed-site deployments. | ctd_raw_param_dict | ctd_parsed_param_dict | Sea-bird Electronics, Inc. | http://www.seabird.com | http://www.seabird.com/pdf_documents/manuals/37SMP_RS232_016.pdf,http://www.seabird.com/products/spec_sheets/37smpdata.htm | CTD | ['CTDBP'] | RS232 | 9600 | [300,1200,2400,9600,19200] | TRUE | TRUE | TRUE | TRUE | 0 | 0 | 0 | None | None | None | None | [8 empty] | TRUE
DEVS | IM3 | USER_1 | MF_3 | SBE 38 Model Incremental | Different model testing incremental preload | ctd_raw_param_dict | ctd_parsed_param_dict | Sea-bird Electronics, Inc. | http://www.seabird.com | http://www.seabird.com/pdf_documents/manuals/37SMP_RS232_016.pdf,http://www.seabird.com/products/spec_sheets/37smpdata.htm | CTD | ['CTDBP'] | RS232 | 9600 | [300,1200,2400,9600,19200] | TRUE | TRUE | TRUE | TRUE | 0 | 0 | 0 | None | None | None | None | [8 empty] | TRUE
DEVS | IM4 | USER_1 | MF_3 | PAR-SER-600M | Passively Measures Photosynthetically Active Radiation (400-700 nm) | raw | parad_parsed | Satlantic | http://www.satlantic.com/ |  | Optical Properties | ['PARAD'] | RS232 | 9600 | [300,1200,2400,9600,19200] | TRUE | TRUE | TRUE | TRUE | 0 | 0 | 0 | None | None | None | None | [8 empty] | TRUE
PRESF | IM5 | USER_1 | MF_3 | SeaBird 26plus | Seafloor Pressure instrument for Coastal Arrays | raw | tide_parsed | Sea-bird Electronics, Inc. | http://www.seabird.com |  |  | ['PRESF'] | RS232 | 9600 | [300,1200,2400,9600,19200] | TRUE | TRUE | TRUE | TRUE | 0 | 0 | 0 | None | None | None | None | [8 empty] | TRUE
CTDBP | IM6 | USER_1 | MF_3 | SBE 16plusV2 | A Sea-bird conductivity and temperature (pressure optional) recorder (CTD) model designed for moorings or other long duration, fixed-site deployments. | raw | ctd_parsed_param_dict | Sea-bird Electronics, Inc. | http://www.seabird.com |  | CTD | ['CTDBP'] | RS232 | 9600 | [300,1200,2400,9600,19200] | TRUE | TRUE | TRUE | TRUE | 0 | 0 | 0 | None | None | None | None | [8 empty] | TRUE
DEVS | IM7 | USER_1 | MF_3 | Temperature and Resistivity Probe | Measures temperature and resistivity in high temperature vent fluids as proxy for chloride concentration (with options for Eh and Hydrogen) | raw | trhph_parsed | Marv Lilley Lab | http://www.ocean.washington.edu/home/Marvin+Lilley |  | Seafloor Properties | ['TRHPH'] | RS232 | 9600 | [300,1200,2400,9600,19200] | TRUE | TRUE | TRUE | TRUE | 0 | 0 | 0 | None | None | None | None | [8 empty] | TRUE
PREST | IM8 | USER_1 | MF_3 | SBE 54 Tsunami Pressure Sensor | Measures ambient seafloor pressure using internal Paroscientific Digiquartz® transducer | raw | prest_parsed | Sea-bird Electronics, Inc. | http://www.seabird.com |  | PRS | ['PREST'] | RS232 | 9600 | [300,1200,2400,9600,19200] | TRUE | TRUE | TRUE | TRUE | 0 | 0 | 0 | None | None | None | None | [8 empty] | TRUE
DEVS | IM9 | USER_1 | MF_3 | Aquadopp Current Meters | Single Point Mean Velocity Meter | raw | velpt_parsed | Nortek |  |  | CTD | ['VELPT'] | RS232 | 9600 | [300,1200,2400,9600,19200] | TRUE | TRUE | TRUE | TRUE | 0 | 0 | 0 | None | None | None | None | [8 empty] | TRUE
DEVS | IM10 | USER_1 | MF_3 | Satlantic ISUS V3 Nitrate Sensor | nitrate sensor | raw | nutnr_parsed | Satlantic | http://www.satlantic.com/ |  | CTD | ['NUTNR'] | RS232 | 9600 | [300,1200,2400,9600,19200] | TRUE | TRUE | TRUE | TRUE | 0 | 0 | 0 | None | None | None | None | [8 empty] | TRUE
IDK | IDK_MODEL | IDK_USER | IDK_ORG | IDK Development Device | Model of device used by IDK |  |  | Internal Dispute Kangaroos | http://confluence.oceanobservatories.org |  | CTD | ['CTDBP'] | RS232 | 9600 | [300,1200,2400,9600,19200] | TRUE | TRUE | TRUE | TRUE | 0 | 0 | 0 | None | None | None | None | [8 empty] | TRUE

## InstrumentSite
Scenario | ID | confluence | owner_id | org_ids | parent_site_id | instrument_model_ids | is/name | is/description | constraint_ids | coordinate_system
STOP! | Changes to this doc can break the nose tests or interfere with test systems! BEFORE making changes, please read https://confluence.oceanobservatories.org/display/CIDev/Preload+development. AFTER making changes, please TEST, make a copy of this sheet, and commit the new URL to ion_loader.py!
R2_DEMO | LOGINS3 |  | USER_1 | MF_3 | LP3 | IM2 | Instrument site 1 Demonstration | First simulator of CTD site | GEO1,TEMP1 | SUBMERGED
BETA | LOGINS4 |  | USER_1 | MF_3 | LP3 | IM2 | Instrument site 2 Demonstration | SBE37SMP CTD Instrument site | GEO1,TEMP1 | SUBMERGED
R2_DEMO | D1PlatformSite1Instrument1 | https://confluence.oceanobservatories.org/display/CIDev/Preload+Data+for+Deployments+1-3 | USER_1 | MF_3 | D1PlatformSite1 | IM2 | Instrument site 1 for test deployment 1 | Second simulator of CTD site | GEO1,TEMP1 | SUBMERGED
R2_DEMO | D1PlatformSite1Instrument2 | https://confluence.oceanobservatories.org/display/CIDev/Preload+Data+for+Deployments+1-3 | USER_1 | MF_3 | D1PlatformSite1 | IM2 | Instrument site 2 for test deployment 1 | Second simulator of CTD site | GEO1,TEMP1 | SUBMERGED
R2_DEMO | D2InstrumentSite1 | https://confluence.oceanobservatories.org/display/CIDev/Preload+Data+for+Deployments+1-3 | USER_1 | MF_3 |  | IM2 | Instrument site for test deployment 2 | Second simulator of CTD site | GEO1,TEMP1 | SUBMERGED
R2_DEMO | D3InstrumentSite1 | https://confluence.oceanobservatories.org/display/CIDev/Preload+Data+for+Deployments+1-3 | USER_1 | MF_3 |  | IM2 | Instrument site for test deployment 3 | Second simulator of CTD site | GEO1,TEMP1 | SUBMERGED
R2_DEMO | EEInstrumentSite | https://confluence.oceanobservatories.org/display/CIDev/Preload+Data+for+Deployments+1-3 | USER_1 | MF_3 | EEPlatformSite | IM2 | Instrument site for R2 end to end tests | Second simulator of CTD site | GEO1,TEMP1 | SUBMERGED
R2_DEMO | LOGINS5 |  | USER_1 | MF_3 | LP3 | IM2 | Instrument site 5 Demo | Site for SBE37SMP CTD | GEO1,TEMP1 | SUBMERGED
NOSE | IS_TEST |  | USER_1 | MF_TEST | LP3 | IM2 | Test Instrument Site | First simulator of CTD site | GEO1,TEMP1 | SUBMERGED
ALPHA_SYS | LOGINS6 |  | USER_1 | MF_3 | LP3 | IM2 | Instrument site for Simulator on Alpha System | ALPHA simulator CTD Instrument site | GEO1,TEMP1 | SUBMERGED
BETA_SYS | LOGINS7 |  | USER_1 | MF_3 | LP3 | IM2 | Instrument site for Simulator on Beta System | BETA simulator CTD Instrument site | GEO1,TEMP1 | SUBMERGED
IDK | IDK_SITE |  | IDK_USER | IDK_ORG | IDK_PS | IDK_MODEL | Instrument site for IDK | Instrument site for IDK | GEO_IDK,TEMP_IDK | SUBMERGED1
PRESF | LOGINS8 |  | USER_1 | MF_3 | LP3 | IM5 | Instrument site for PRESF | PRESF Instrument site | GEO_WHOI2,TEMP1 | SUBMERGED
PREST | LOGINS9 |  | USER_1 | MF_3 | LP3 | IM8 | Instrument site for PREST | PREST Instrument site | GEO_UW,TEMP1 | SUBMERGED
CTDBP | LOGINS10 |  | USER_1 | MF_3 | LP3 | IM6 | Instrument site for CTDBP | CTDBP Instrument site | GEO_WHOI2,TEMP1 | SUBMERGED

## Observatory
Scenario | ID | owner_id | org_ids | obs/name | obs/description | constraint_ids | coordinate_system
STOP! | Changes to this doc can break the nose tests or interfere with test systems! BEFORE making changes, please read https://confluence.oceanobservatories.org/display/CIDev/Preload+development. AFTER making changes, please TEST, make a copy of this sheet, and commit the new URL to ion_loader.py!
DOC | [5 empty] | list of IDs
BETA | OBS_RSN | USER_1 | MF_3 | Regional Cable Demonstration | Regional Cable Demonstration Site | GEO1,TEMP1 | SUBMERGED
R2_DEMO | OBS_CGSN | USER_20 | MF_CGSN | Global Argentine Basin | Global Argentine Basin Array Site | GEO4,TEMP1 | SUBMERGED
R2_DEMO | OBS_3 | USER_1 | MF_3 | RSN_Demo Observatory | Beta RSN Demonstration Observatory Site | GEO3,TEMP1 | SUBMERGED
R2_MANUAL | OBS_4 | USER_1 | MF_4 | RSN_Demo_Create | Demonstration of RSN Observatory creation | GEO3,TEMP1 | SUBMERGED
R2_DEMO | OBS_CE |  | MF_EA | Coastal Endurance | Coastal Endurance Array Site | GEO4,TEMP1 | SUBMERGED
R2_DEMO | OBS_CP |  | MF_CGSN | Coastal Pioneer | Coastal Pioneer Array Site | GEO4,TEMP1 | SUBMERGED
R2_DEMO | OBS_GI |  | MF_CGSN | Global Irminger Sea | Global Irminger Sea Array Site | GEO4,TEMP1 | SUBMERGED
R2_DEMO | OBS_GP |  | MF_CGSN | Global Station Papa | Global Station Papa Array Site | GEO4,TEMP1 | SUBMERGED
R2_DEMO | OBS_GS |  | MF_CGSN | Global Southern Ocean | Global Southern Ocean Array Site | GEO4,TEMP1 | SUBMERGED
R2_DEMO | OBS_RSS |  | MF_RSN | Regional Terrestrial | Regional Shore Site | GEO3,TEMP1 | SUBMERGED
IDK | IDK_OBS | IDK_USER | IDK_ORG | IDK Observatory | Your desk, your office | GEO_IDK,TEMP_IDK | SUBMERGED1

## Org
Scenario | ID | owner_id | org_type | org/name | org/description | org/institution/name | contact_id | org/url
STOP! | Changes to this doc can break the nose tests or interfere with test systems! BEFORE making changes, please read https://confluence.oceanobservatories.org/display/CIDev/Preload+development. AFTER making changes, please TEST, make a copy of this sheet, and commit the new URL to ion_loader.py!
DOC | [6 empty] | single contact only
BETA | MF_RSN | USER_1 | MarineFacility | Regional_Scale_Nodes | Marine Infrastructure managed by RSN Marine IO | Univ. of Washington | M_MANAGER | http://www.oceanobservatories.org
BETA | MF_CGSN | USER_1 | MarineFacility | Coastal_Global_Arrays | Marine Infrastructure managed by CGSN Marine IO | Woods Hole Oceanographic Institution | M_MANAGER | http://www.oceanobservatories.org
BETA | MF_EA | USER_1 | MarineFacility | Endurance_Array | Marine Infrastructure managed by EA Marine IO | Oregon State University Institution | M_MANAGER | http://www.oceanobservatories.org
BETA | MF_3 | USER_1 | MarineFacility | Beta_Example_Observatory | Beta Demonstration of RSN Marine Facility | Univ. of Washington | M_MANAGER | http://www.oceanobservatories.org
LCA_MANUAL | MF_4 | USER_1 | MarineFacility | RSN_Demo_Create | Demonstration of RSN Observatory Marine Facility | Univ. of Washington | M_MANAGER | http://www.oceanobservatories.org
R2_XXX | VO_ION | USER_3 | VirtualObservatory | ION | Integrated Observatory | OOI Cyberinfrastructure | J_ORCUTT | http://www.oceanobservatories.org
NOSE | MF_TEST | USER_1 | MarineFacility | CASPER | Created for preload nose test | Center for Advanced Studies Pertaining to Everything Real | TEST_USER | http://www.youtube.com/watch?v=7Sm83hIQ_4I
IDK | IDK_ORG | IDK_USER | MarineFacility | IDK_Observatory | Placeholder ORG for IDK development | IDK Org | IDK_USER1

## ParameterDefs
Scenario | confluence | Name | ID | ID Conflict | HID | HID Conflict | Parameter Type | Value Encoding | Code Set | Parameter Function ID | Parameter Function Map | Unit of Measure | Fill Value | Display Name | Standard Name | Long Name | Data Product Identifier | Reference URLS | Description | SKIP | Review Status
DOC:Definition |  | System internal name of the parameter. Parameter are allowed to have the same name, as long as the attributes are different. The HID and ID columns determine uniqueness. | Parameter Definition Identifier This is the "global" identifier for the parameter. It should be UNIQUE and STATIC among all parameters as it will be used to identify this parameter within other spreadsheets / contexts. There is outstanding debate as to if this ID should be a simple incrementing ID (as below) or a computable SHA style identifier. | Formula to detect duplication of an ID within this spreadsheet. If the row is unique, the cell will contain a 0. If a row is a duplicate, the cell will turn green and contain a positive # indicating the # of conflicting parameters. | Human-Readable Identifier CALCULATED from the following attributes of a parameter: Name, Parameter Type, Value Encoding, and Unit of Measure Intended for rapid comparison of parameters by a human. NOT utilized programmatically for comparison. May be used to calculate the ID. MUST be unique - if not, will be indicated in the Conflict column | Formula to detect duplication of a parameter (HID) within this spreadsheet. If the row is unique, the cell will contain a 0. If a row is a duplicate, the cell will turn green and contain a positive # indicating the # of conflicting parameters. | Member of the code set ParameterType | The encoding of the value. Typically an intrinsic type. 'opaque' indicates an undefined value encoding and is stored as raw bits (blob) If the Parameter Type is 'category', the value encoding should match the encoding of the KEY | If the Parameter Type is "category", this column holds the definition of the key:value map of meanings "Code Set" is the general term for an Enumeration Remember to have the fill value as a category |  |  | From UDUNITS vocabulary | A value used to represent missing or undefined data. Please ensure that the fill_value is NOT a valid value for the parameter. For example, 0 is typically a very poor fill_value since it is usually valid (i.e. for temp, lat, lon, pressure, salinity, etc). | The expected display name for R2.1 and beyond. Will be a required field in R2.1 and beyond. May not be used in 2.0 | The CF Standard Name for this parameter: http://cf-pcmdi.llnl.gov/documents/cf-standard-names/standard-name-table/20/cf-standard-name-table.html | CF Long Name. A long descriptive name, which may be used, for example, for labeling plots. | OOI Data Product Identifier as defined in SAF | List of URLS to parameter documentation | A human-readable description of the parameter. |  | Parameters must be reviewed for accuracy and completeness by an individual other than the parameter author. Please indicate when a parameter, or group of parameters are "ready for review" in this column. After review is complete, the reviewer should mark the column as "Review Complete", or "Review Issue" .
DOC:Namespace |  | ION::Name |  | internal-only | internal-only | internal-only | ION::ParameterType | ION::Value Encoding | ION::Code Set |  |  | ION::Unit of Measure | ION:Fill Value | ION::Display Name (May be removed) | CF::Standard Name | CF::Long Name | OOI::Data Product Identifier | ION::Reference URLS | ION::Description
DOC:Vocabulary | [14 empty] | http://cf-pcmdi.llnl.gov/documents/cf-standard-names/standard-name-table/20/cf-standard-name-table.html
DOC: Required | no | yes | yes | '-- | '-- | '-- | yes | yes | yes if ParameterType == category | not yet | not yet | yes | yes | yes | no | no | no | no | no
BASE |  | conductivity | PD1 | 0 | conductivity_quantity_float32_S_m_1 | 0 | quantity | float32 |  |  |  | S m-1 | -9999 | Conductivity | sea_water_electrical_conductivity | Conductivity | CONDWAT |  | The OOI Level 1 Conductivity data product is computed by converting raw hexadecimal conductivity data from the conductivity, temperature and depth (CTD) family of instruments into Siemens/meter.
BASE |  | pressure | PD2 | 0 | pressure_quantity_float32_dbar | 0 | quantity | float32 |  |  |  | dbar | -9999 | Pressure | sea_water_pressure | Pressure (Depth) | PRESWAT |  | The OOI Level 1 Pressure (Depth) core data product is computed by converting raw hexadecimal pressure data from the conductivity, temperature and depth (CTD) family of instruments into decibars.
BASE |  | salinity | PD3 | 0 | salinity_quantity_float32_1 | 0 | quantity | float32 |  |  |  | 1 | -9999 | Practical Salinity | sea_water_practical_salinity | Practical Salinity | PRACSAL |  | The OOI Level 2 Salinity core data product is computed using the TEOS-10 equations for practical salinity with data from the conductivity, temperature, and depth (CTD) family of instruments.
CW_TEST |  | salinity | PD4 | 0 | salinity_quantity_float32_g_kg_1 | 0 | quantity | float32 |  |  |  | g kg-1 | -9999 | Absolute Salinity | sea_water_absolute_salinity | Absolute Salinity |  | www.teos-10.org; Millero et al., 2008 doi: 10.1016/j.dsr.2007.10.001. | Absolute Salinity, S_A, is defined as part of the Thermodynamic Equation of Seawater 2010 (TEOS-10) which was adopted in 2010 by the Intergovernmental Oceanographic Commission (IOC). It is the mass fraction of dissolved material in sea water. Absolute Salinity incorporates the spatial variations in the composition of sea water.
BASE |  | density | PD5 | 0 | density_quantity_float32_kg_m_3 | 0 | quantity | float32 |  |  |  | kg m-3 | -9999 | Density | sea_water_pressure | Density | DENSITY |  | The OOI Level 2 Density core data product is computed using the TEOS-10 equations with data from the conductivity, temperature and depth (CTD) family of instruments.
BASE |  | temp | PD6 | 0 | temp_quantity_float32_deg_C | 0 | quantity | float32 |  |  |  | deg_C | -9999 | Temperature | sea_water_temperature | Water temperature | TEMPWAT |  | The OOI Level 1 Pressure (Depth) core data product is computed by converting raw hexadecimal pressure data from the conductivity, temperature and depth (CTD) family of instruments into decibars.
BASE |  | time | PD7 | 0 | time_quantity_float64_seconds_since_1900_01_01 | 0 | quantity | float64 |  |  |  | seconds since 1900-01-01 | -9999 | Time (seconds since 1900-01-01) | time |  |  |  | Time in seconds since 1970-01-01
BASE |  | lat | PD8 | 0 | lat_quantity_float32_degree_north | 0 | quantity | float32 |  |  |  | degree_north | -9999 | Latitude | latitude
BASE |  | lon | PD9 | 0 | lon_quantity_float32_degree_east | 0 | quantity | float32 |  |  |  | degree_east | -9999 | Longitude | longitude
BASE |  | port_timestamp | PD10 | 0 | port_timestamp_quantity_float64_seconds_since_1900_01_01 | 0 | quantity | float64 |  |  |  | seconds since 1900-01-01 | -9999 | Port Timstamp (seconds since 1900-01-01) |  |  |  |  | Port timestamp in seconds since 1970-01-01
BASE |  | driver_timestamp | PD11 | 0 | driver_timestamp_quantity_float64_seconds_since_1900_01_01 | 0 | quantity | float64 |  |  |  | seconds since 1900-01-01 | -9999 | Driver Timestamp (seconds since 1900-01-01) |  |  |  |  | Driver timestamp in seconds since 1970-01-01
BASE |  | internal_timestamp | PD12 | 0 | internal_timestamp_quantity_float64_seconds_since_1900_01_01 | 0 | quantity | float64 |  |  |  | seconds since 1900-01-01 | -9999 | Internal Timestamp (seconds since 1900-01-01) |  |  |  |  | Internal timestamp in seconds since 1970-01-01
BASE |  | serial_num | PD13 | 0 | serial_num_array_quantity_int32_1 | 0 | array<quantity> | int32 |  |  |  | 1 | -9999 | Serial number
BASE |  | counts | PD14 | 0 | counts_quantity_uint64_counts | 0 | quantity | uint64 |  |  |  | counts | 0
BASE | PARAD | checksum | PD15 | 0 | checksum_quantity_int32_1 | 0 | quantity | int32 |  |  |  | 1 | -9999 | Checksum
BASE |  | preferred_timestamp | PD16 | 0 | preferred_timestamp_category_int8_str_int8_1 | 0 | category<int8:str> | int8 | {0:'port_timestamp', 1:'driver_timestamp', 2:'internal_timestamp', 3:'time', -99:'empty'} |  |  | 1 | -99 | Preferred timestamp
BASE |  | quality_flag | PD17 | 0 | quality_flag_array_ | 0 | array<>
BASE |  | viz_timestamp | PD18 | 0 | viz_timestamp_quantity_float64_seconds_since_1900_01_01 | 0 | quantity | float64 |  |  |  | seconds since 1900-01-01 | -9999 | Timestamp (seconds since 1900-01-01)
BASE |  | viz_product_type | PD19 | 0 | viz_product_type_array_ | 0 | array<>
BASE |  | image_obj | PD20 | 0 | image_obj_array_ | 0 | array<> | [6 empty] | Image object
BASE |  | image_name | PD21 | 0 | image_name_array_ | 0 | array<> | [6 empty] | Image name
BASE |  | content_type | PD22 | 0 | content_type_array_ | 0 | array<> | [6 empty] | Content type
BASE |  | google_dt_components | PD23 | 0 | google_dt_components_record_ | 0 | record<>
BASE |  | mpl_graph | PD24 | 0 | mpl_graph_record_ | 0 | record<>
BASE |  | dummy | PD25 | 0 | dummy_quantity_int64_ | 0 | quantity | int64 |  |  |  |  | 0
BASE |  | raw | PD26 | 0 | raw_array_quantity_opaque_1 | 0 | array<quantity> | opaque |  |  |  | 1 |  | raw data
BASE |  | input_voltage | PD27 | 0 | input_voltage_quantity_float64_volts | 0 | quantity | float64 |  |  |  | volts | -1 | Input voltage
BASE | PARAD | elapsed_time | PD28 | 0 | elapsed_time_quantity_float64_s | 0 | quantity | float64 |  |  |  | s | -1 | Time since reset
BASE |  | pressure_temp | PD29 | 1 | pressure_temp_quantity_float32_deg_C | 1 | quantity | float32 |  |  |  | deg_C | -9999 | Internal temperature at the pressure sensor |  |  |  |  | The temperature at the pressure sensor (inside the housing, but isolated from housing and the electronics.
TEST |  | sample_param | PD30 | 0 | sample_param_quantity_uint16_shouldnt_work_ | 0 | quantity | uint16 |  |  |  | shouldnt work | -1
KAREN_IN_PROGRESS |  | condwat_glblrng_qc | PD31 | 0 | condwat_glblrng_qc_boolean_int8_1 | 0 | boolean | int8 |  |  |  | 1 | -9 | Conductivity global range QC |  |  | CONDWAT_GLBLRNG_QC |  | The OOI Global Range quality control algorithm generates a QC flag for the input data point indicating whether it falls within a given range. |  | Ready for Review
KAREN_IN_PROGRESS |  | condwat_loclrng_qc | PD32 | 0 | condwat_loclrng_qc_boolean_int8_1 | 0 | boolean | int8 |  |  |  | 1 | -9 | Conductivity local range QC |  |  | CONDWAT_LOCLRNG_QC |  | The local range test is a QC test that reports whether input data points fall within given ranges |  | Ready for Review
KAREN_IN_PROGRESS |  | condwat_spketst_qc | PD33 | 0 | condwat_spketst_qc_boolean_int8_1 | 0 | boolean | int8 |  |  |  | 1 | -9 | Conductivity spike test QC |  |  | CONDWAT_SPKETST_QC |  | The OOI Spike Test quality control algorithm generates a flag for individual data values that deviate significantly from surrounding data values. |  | Ready for Review
KAREN_IN_PROGRESS |  | condwat_stuckvl_qc | PD34 | 0 | condwat_stuckvl_qc_boolean_int8_1 | 0 | boolean | int8 |  |  |  | 1 | -9 | Conductivity Stuck Value QC |  |  | CONDWAT_STUCKVL_QC |  | The OOI Stuck Value Test quality control algorithm generates a flag for repeated occurrence of one value in a time series. |  | Ready for Review
KAREN_IN_PROGRESS |  | condwat_sptl_gradtst_qc | PD35 | 0 | condwat_sptl_gradtst_qc_boolean_int8_1 | 0 | boolean | int8 |  |  |  | 1 | -9 | Conductivity spatial gradient QC |  |  | CONDWAT_SPTL_GRADTST_QC |  | The OOI Gradient Test quality control algorithm generates QC flags indicating whether changes between successive data points in space fall within a given range. |  | Ready for Review
KAREN_IN_PROGRESS |  | condwat_tmpl_gradtst_qc | PD36 | 0 | condwat_tmpl_gradtst_qc_boolean_int8_1 | 0 | boolean | int8 |  |  |  | 1 | -9 | Conductivity temporal gradient QC |  |  | CONDWAT_TMPL_GRADTST_QC |  | The OOI Gradient Test quality control algorithm generates QC flags indicating whether changes between successive data points in time fall within a given range. |  | Ready for Review
KAREN_IN_PROGRESS |  | preswat_glblrng_qc | PD37 | 0 | preswat_glblrng_qc_boolean_int8_1 | 0 | boolean | int8 |  |  |  | 1 | -9 | Pressure global range QC |  |  | PRESWAT_GLBLRNG_QC |  | The OOI Global Range Test quality control algorithm generates a QC flag for the input data point indicating whether it falls within a given range. |  | Ready for Review
KAREN_IN_PROGRESS |  | preswat_loclrng_qc | PD38 | 0 | preswat_loclrng_qc_boolean_int8_1 | 0 | boolean | int8 |  |  |  | 1 | -9 | Pressure local range QC |  |  | PRESWAT_LOCLRNG_QC |  | The local range test is a QC test that reports whether input data points fall within given ranges |  | Ready for Review
KAREN_IN_PROGRESS |  | preswat_spketst_qc | PD39 | 0 | preswat_spketst_qc_boolean_int8_1 | 0 | boolean | int8 |  |  |  | 1 | -9 | Pressure spike test QC |  |  | PRESWAT_SPKETST_QC |  | The OOI Spike Test quality control algorithm generates a flag for individual data values that deviate significantly from surrounding data values. |  | Ready for Review
KAREN_IN_PROGRESS |  | preswat_stuckvl_qc | PD40 | 0 | preswat_stuckvl_qc_boolean_int8_1 | 0 | boolean | int8 |  |  |  | 1 | -9 | Pressure Stuck Value QC |  |  | PRESWAT_STUCKVL_QC |  | The OOI Stuck Value Test quality control algorithm generates a flag for repeated occurrence of one value in a time series. |  | Ready for Review
KAREN_IN_PROGRESS |  | preswat_sptl_gradtst_qc | PD41 | 0 | preswat_sptl_gradtst_qc_boolean_int8_1 | 0 | boolean | int8 |  |  |  | 1 | -9 | Pressure spatial gradient QC |  |  | PRESWAT_SPTL_GRADTST_QC |  | The OOI Gradient Test quality control algorithm generates QC flags indicating whether changes between successive data points in space fall within a given range. |  | Ready for Review
KAREN_IN_PROGRESS |  | preswat_tmpl_gradtst_qc | PD42 | 0 | preswat_tmpl_gradtst_qc_boolean_int8_1 | 0 | boolean | int8 |  |  |  | 1 | -9 | Pressure temporal gradient QC |  |  | PRESWAT_TMPL_GRADTST_QC |  | The OOI Gradient Test quality control algorithm generates QC flags indicating whether changes between successive data points in time fall within a given range. |  | Ready for Review
KAREN_IN_PROGRESS |  | tempwat_glblrng_qc | PD43 | 0 | tempwat_glblrng_qc_boolean_int8_1 | 0 | boolean | int8 |  |  |  | 1 | -9 | Temperature global range QC |  |  | TEMPWAT_GLBLRNG_QC |  | The OOI Global Range Test quality control algorithm generates a QC flag for the input data point indicating whether it falls within a given range. |  | Ready for Review
KAREN_IN_PROGRESS |  | tempwat_loclrng_qc | PD44 | 0 | tempwat_loclrng_qc_boolean_int8_1 | 0 | boolean | int8 |  |  |  | 1 | -9 | Temperature local range QC |  |  | TEMPWAT_LOCLRNG_QC |  | The local range test is a QC test that reports whether input data points fall within given ranges |  | Ready for Review
KAREN_IN_PROGRESS |  | tempwat_spketst_qc | PD45 | 0 | tempwat_spketst_qc_boolean_int8_1 | 0 | boolean | int8 |  |  |  | 1 | -9 | Temperature spike test QC |  |  | TEMPWAT_SPKETST_QC |  | The OOI Spike Test quality control algorithm generates a flag for individual data values that deviate significantly from surrounding data values. |  | Ready for Review
KAREN_IN_PROGRESS |  | tempwat_stuckvl_qc | PD46 | 0 | tempwat_stuckvl_qc_boolean_int8_1 | 0 | boolean | int8 |  |  |  | 1 | -9 | Temperature Stuck Value QC |  |  | TEMPWAT_STUCKVL_QC |  | The OOI Stuck Value Test quality control algorithm generates a flag for repeated occurrence of one value in a time series. |  | Ready for Review
KAREN_IN_PROGRESS |  | tempwat_sptl_gradtst_qc | PD47 | 0 | tempwat_sptl_gradtst_qc_boolean_int8_1 | 0 | boolean | int8 |  |  |  | 1 | -9 | Temperature spatial gradient QC |  |  | TEMPWAT_SPTL_GRADTST_QC |  | The OOI Gradient Test quality control algorithm generates QC flags indicating whether changes between successive data points in space fall within a given range. |  | Ready for Review
KAREN_IN_PROGRESS |  | tempwat_tmpl_gradtst_qc | PD48 | 0 | tempwat_tmpl_gradtst_qc_boolean_int8_1 | 0 | boolean | int8 |  |  |  | 1 | -9 | Temperature temporal gradient QC |  |  | TEMPWAT_TMPL_GRADTST_QC |  | The OOI Gradient Test quality control algorithm generates QC flags indicating whether changes between successive data points in time fall within a given range. |  | Ready for Review
KAREN_IN_PROGRESS |  | pracsal_glblrng_qc | PD49 | 0 | pracsal_glblrng_qc_boolean_int8_1 | 0 | boolean | int8 |  |  |  | 1 | -9 | Practical salinity global range QC |  |  | PRACSAL_GLBLRNG_QC |  | The OOI Global Range Test quality control algorithm generates a QC flag for the input data point indicating whether it falls within a given range. |  | Ready for Review
KAREN_IN_PROGRESS |  | pracsal_loclrng_qc | PD50 | 0 | pracsal_loclrng_qc_boolean_int8_1 | 0 | boolean | int8 |  |  |  | 1 | -9 | Practical salinity local range QC |  |  | PRACSAL_LOCLRNG_QC |  | The local range test is a QC test that reports whether input data points fall within given ranges |  | Ready for Review
KAREN_IN_PROGRESS |  | pracsal_spketst_qc | PD51 | 0 | pracsal_spketst_qc_boolean_int8_1 | 0 | boolean | int8 |  |  |  | 1 | -9 | Practical salinity spike test QC |  |  | PRACSAL_SPKETST_QC |  | The OOI Spike Test quality control algorithm generates a flag for individual data values that deviate significantly from surrounding data values. |  | Ready for Review
KAREN_IN_PROGRESS |  | pracsal_stuckvl_qc | PD52 | 0 | pracsal_stuckvl_qc_boolean_int8_1 | 0 | boolean | int8 |  |  |  | 1 | -9 | Practical salinity Stuck Value QC |  |  | PRACSAL_STUCKVL_QC |  | The OOI Stuck Value Test quality control algorithm generates a flag for repeated occurrence of one value in a time series. |  | Ready for Review
KAREN_IN_PROGRESS |  | pracsal_sptl_gradtst_qc | PD53 | 0 | pracsal_sptl_gradtst_qc_boolean_int8_1 | 0 | boolean | int8 |  |  |  | 1 | -9 | Practical salinity spatial gradient QC |  |  | PRACSAL_SPTL_GRADTST_QC |  | The OOI Gradient Test quality control algorithm generates QC flags indicating whether changes between successive data points in space fall within a given range. |  | Ready for Review
KAREN_IN_PROGRESS |  | pracsal_tmpl_gradtst_qc | PD54 | 0 | pracsal_tmpl_gradtst_qc_boolean_int8_1 | 0 | boolean | int8 |  |  |  | 1 | -9 | Practical salinity temporal gradient QC |  |  | PRACSAL_TMPL_GRADTST_QC |  | The OOI Gradient Test quality control algorithm generates QC flags indicating whether changes between successive data points in time fall within a given range. |  | Ready for Review
KAREN_IN_PROGRESS |  | density_glblrng_qc | PD55 | 0 | density_glblrng_qc_boolean_int8_1 | 0 | boolean | int8 |  |  |  | 1 | -9 | Density global range QC |  |  | DENSITY_GLBLRNG_QC |  | The OOI Global Range Test quality control algorithm generates a QC flag for the input data point indicating whether it falls within a given range. |  | Ready for Review
KAREN_IN_PROGRESS |  | density_loclrng_qc | PD56 | 0 | density_loclrng_qc_boolean_int8_1 | 0 | boolean | int8 |  |  |  | 1 | -9 | Density local range QC |  |  | DENSITY_LOCLRNG_QC |  | The local range test is a QC test that reports whether input data points fall within given ranges |  | Ready for Review
KAREN_IN_PROGRESS |  | density_spketst_qc | PD57 | 0 | density_spketst_qc_boolean_int8_1 | 0 | boolean | int8 |  |  |  | 1 | -9 | Density spike test QC |  |  | DENSITY_SPKETST_QC |  | The OOI Spike Test quality control algorithm generates a flag for individual data values that deviate significantly from surrounding data values. |  | Ready for Review
KAREN_IN_PROGRESS |  | density_stuckvl_qc | PD58 | 0 | density_stuckvl_qc_boolean_int8_1 | 0 | boolean | int8 |  |  |  | 1 | -9 | Density Stuck Value QC |  |  | DENSITY_STUCKVL_QC |  | The OOI Stuck Value Test quality control algorithm generates a flag for repeated occurrence of one value in a time series. |  | Ready for Review
KAREN_IN_PROGRESS |  | density_sptl_gradtst_qc | PD59 | 0 | density_sptl_gradtst_qc_boolean_int8_1 | 0 | boolean | int8 |  |  |  | 1 | -9 | Density spatial gradient QC |  |  | DENSITY_SPTL_GRADTST_QC |  | The OOI Gradient Test quality control algorithm generates QC flags indicating whether changes between successive data points in space fall within a given range. |  | Ready for Review
KAREN_IN_PROGRESS |  | density_tmpl_gradtst_qc | PD60 | 0 | density_tmpl_gradtst_qc_boolean_int8_1 | 0 | boolean | int8 |  |  |  | 1 | -9 | Density temporal gradient QC |  |  | DENSITY_TMPL_GRADTST_QC |  | The OOI Gradient Test quality control algorithm generates QC flags indicating whether changes between successive data points in time fall within a given range. |  | Ready for Review
VOID | TRHPH | Resistivity5 | PD61 | 0 | Resistivity5_quantity_float32_V | 0 | quantity | float32 |  |  |  | V | -9999 | Resistivity/5
VOID | TRHPH | ResistivityX1 | PD62 | 0 | ResistivityX1_quantity_float32_V | 0 | quantity | float32 |  |  |  | V | -9999 | Resistivity X1
VOID | TRHPH | ResistivityX5 | PD63 | 0 | ResistivityX5_quantity_float32_V | 0 | quantity | float32 |  |  |  | V | -9999 | x
VOID | TRHPH | Hydrogen5 | PD64 | 0 | Hydrogen5_quantity_float32_V | 0 | quantity | float32 |  |  |  | V | -9999 | Hydrogen/5
VOID | TRHPH | HydrogenX1 | PD65 | 0 | HydrogenX1_quantity_float32_V | 0 | quantity | float32 |  |  |  | V | -9999 | Hydrogen X1
VOID | TRHPH | HydrogenX5 | PD66 | 0 | HydrogenX5_quantity_float32_V | 0 | quantity | float32 |  |  |  | V | -9999 | Hydrogen X5
VOID | TRHPH | EhSensor | PD67 | 0 | EhSensor_quantity_float32_V | 0 | quantity | float32 |  |  |  | V | -9999 | Eh Sensor |  | Eh Sensor | EHSensor
VOID | TRHPH | RefTempVolts | PD68 | 0 | RefTempVolts_quantity_float32_V | 0 | quantity | float32 |  |  |  | V | -9999 | Reference Temp Volts
VOID | TRHPH | RefTempDegC | PD69 | 0 | RefTempDegC_quantity_float32_deg_C | 0 | quantity | float32 |  |  |  | deg_C | -9999 | Reference Temp Deg C
VOID | TRHPH | ResistivityTempVolts | PD70 | 0 | ResistivityTempVolts_quantity_float32_V | 0 | quantity | float32 |  |  |  | V | -9999 | Resistivity Temp Volts
VOID | TRHPH | ResistivityTempDegC | PD71 | 0 | ResistivityTempDegC_quantity_float32_deg_C | 0 | quantity | float32 |  |  |  | deg_C | -9999 | Resistivity Temp Deg C
VOID | TRHPH | BatteryVoltage | PD72 | 0 | BatteryVoltage_quantity_float32_V | 0 | quantity | float32 |  |  |  | V | -9999 | Battery Voltage
BETA |  | sample_number | PD73 | 0 | sample_number_quantity_int32_count | 0 | quantity | int32 |  |  |  | count | -9999 | sample number = xxxxxxxx
BETA |  | sample_type | PD74 | 0 | sample_type_array_quantity_str_1 | 0 | array<quantity> | str |  |  |  | 1 | empty | should always be pressure
BF_DEMO |  | InstTime | PD75 | 0 | InstTime_array_quantity_str_1 | 0 | array<quantity> | str |  |  |  | 1 | empty | Time (Moored mode MM only) seconds since January 1, 2000 = ssssssss
VOID |  | pressure_temp | PD29 | 1 | pressure_temp_quantity_float32_deg_C | 1 | quantity | float32 |  |  |  | deg_C | -9999 | pressure sensor temperature(C) = cccc.ccc |  | Pressure sensor temperature | temp_p |  | Temperature at the pressure sensor (inside housing) | invalid id
BF_DEMO |  | timestamp | PD77 | 0 | timestamp_array_quantity_str_1 | 0 | array<quantity> | str |  |  |  | 1 | empty | timestamp |  | timestamp
BF_DEMO |  | error | PD78 | 0 | error_quantity_int32_C | 0 | quantity | int32 |  |  |  | C | -9999 | error code |  | error code
BF_DEMO |  | analog1 | PD79 | 0 | analog1_quantity_int32_C | 0 | quantity | int32 |  |  |  | C | -9999 | analog input 1 |  | analog input 1
BF_DEMO |  | battery_voltage | PD80 | 0 | battery_voltage_quantity_int32_C | 0 | quantity | int32 |  |  |  | C | -9999 | battery voltage (0.1 V) |  | battery voltage (0.1 V)
BF_DEMO |  | sound_speed_analog2 | PD81 | 0 | sound_speed_analog2_quantity_int32_C | 0 | quantity | int32 |  |  |  | C | -9999 | speed of sound (0.1 m/s) or analog input 2 |  | speed of sound (0.1 m/s) or analog input 2
BF_DEMO |  | heading | PD82 | 0 | heading_quantity_int32_degrees | 0 | quantity | int32 |  |  |  | degrees | -9999 | compass heading (0.1°) |  | compass heading (0.1°)
BF_DEMO |  | pitch | PD83 | 0 | pitch_quantity_int32_degrees | 0 | quantity | int32 |  |  |  | degrees | -9999 | compass pitch (0.1°) |  | compass pitch (0.1°)
BF_DEMO |  | roll | PD84 | 0 | roll_quantity_int32_degrees | 0 | quantity | int32 |  |  |  | degrees | -9999 | compass roll (0.1°) |  | compass roll (0.1°)
BF_DEMO |  | status | PD85 | 0 | status_array_quantity_int8_ | 0 | array<quantity> | int8 |  |  |  |  | -9999 | status code |  | status code
BF_DEMO |  | temperature | PD86 | 0 | temperature_quantity_int32_deg_C | 0 | quantity | int32 |  |  |  | deg_C | -9999 | temperature (0.01 °C) |  | temperature (0.01 °C)
BF_DEMO |  | velocity_beam1 | PD87 | 0 | velocity_beam1_quantity_int32_C | 0 | quantity | int32 |  |  |  | C | -9999 | velocity beam1 or X or East coordinates (mm/s) |  | velocity beam1 or X or East coordinates (mm/s)
BF_DEMO |  | velocity_beam2 | PD88 | 0 | velocity_beam2_quantity_int32_C | 0 | quantity | int32 |  |  |  | C | -9999 | velocity beam2 or Y or North coordinates (mm/s) |  | velocity beam2 or Y or North coordinates (mm/s)
BF_DEMO |  | velocity_beam3 | PD89 | 0 | velocity_beam3_quantity_int32_C | 0 | quantity | int32 |  |  |  | C | -9999 | velocity beam3 or Z or Up coordinates (mm/s) |  | velocity beam3 or Z or Up coordinates (mm/s)
BF_DEMO |  | amplitude_beam1 | PD90 | 0 | amplitude_beam1_quantity_int32_counts | 0 | quantity | int32 |  |  |  | counts | -9999 | amplitude beam1 (counts) |  | amplitude beam1 (counts)
BF_DEMO |  | amplitude_beam2 | PD91 | 0 | amplitude_beam2_quantity_int32_counts | 0 | quantity | int32 |  |  |  | counts | -9999 | amplitude beam2 (counts) |  | amplitude beam2 (counts)
BF_DEMO |  | amplitude_beam3 | PD92 | 0 | amplitude_beam3_quantity_int32_counts | 0 | quantity | int32 |  |  |  | counts | -9999 | amplitude beam3 (counts) |  | amplitude beam3 (counts)
BETA | PRESF | date_time_string | PD93 | 0 | date_time_string_array_quantity_str_1 | 0 | array<quantity> | str |  |  |  | 1 | empty | Date and Time String |  |  |  |  | A date and time string produced for each sample record. |  | ready for review
BETA | PRESF | absolute_pressure | PD94 | 0 | absolute_pressure_quantity_float32_psi | 0 | quantity | float32 |  |  |  | psi | -9999 | Seafloor Pressure, psi |  |  | SFLPRES_L0 |  | Total (absolute) seafloor pressure in psi (atmospheric plus hydrostatic) |  | ready for review
BETA | PRESF | seawater_temperature | PD742 | 0 | seawater_temperature_quantity_float32_deg_C | 0 | quantity | float32 |  |  |  | deg_C | -9999 | Temperature | sea_water_temperature | Seawater Temperature | TEMPWAT |  |  |  | ready for review
BETA | PRESF | seafloor_pressure | PD95 | 0 | seafloor_pressure_quantity_float32_dbar | 0 | quantity | float32 |  |  |  | dbar | -9999 | Seafloor Pressure, dbar | sea_water_pressure_at_sea_floor | Seawater Pressure at the Seafloor | SFLPRES_L1 |  | Total (absolute) seafloor pressure in dbar (atmospheric plus hydrostatic) |  | ready for review
BETA | PRESF | ptemp_frequency | PD96 | 0 | ptemp_frequency_quantity_float32_Hz | 0 | quantity | float32 |  |  |  | Hz | -9999 | Pressure Temperature Frequency | [6 empty] | ready for review
BETA | PRESF | n_avg_band | PD97 | 0 | n_avg_band_quantity_int16_1 | 0 | quantity | int16 |  |  |  | 1 | -9999 | Number of Averaging Bands | [6 empty] | ready for review
BETA | PRESF | ass_total_variance | PD98 | 0 | ass_total_variance_quantity_float32_m_2 | 0 | quantity | float32 |  |  |  | m^2 | -9999 | Auto-Spectrum Statistics - Total Variance | [6 empty] | ready for review
BETA | PRESF | ass_total_energy | PD99 | 0 | ass_total_energy_quantity_float32_J_m_1 | 0 | quantity | float32 |  |  |  | J m-1 | -9999 | Auto-Spectrum Statistics - Total Energy | [6 empty] | ready for review
BETA | PRESF | ass_sig_wave_period | PD100 | 0 | ass_sig_wave_period_quantity_float32_s | 0 | quantity | float32 |  |  |  | s | -9999 | Auto-Spectrum Statistics - Significant Wave Period | [6 empty] | ready for review
BETA | PRESF | ass_sig_wave_height | PD101 | 0 | ass_sig_wave_height_quantity_float32_m | 0 | quantity | float32 |  |  |  | m | -9999 | Auto-Spectrum Statistics - Significant Wave Height | [6 empty] | ready for review
BETA | PRESF | tss_wave_integration_time | PD102 | 0 | tss_wave_integration_time_quantity_int16_s | 0 | quantity | int16 |  |  |  | s | -9999 | Time Series Statistics - Wave Burst Duration | [6 empty] | ready for review
BETA | PRESF | tss_number_of_waves | PD103 | 0 | tss_number_of_waves_quantity_int16_1 | 0 | quantity | int16 |  |  |  | 1 | -9999 | Time Series Statistics - Number of Waves | [6 empty] | ready for review
BETA | PRESF | tss_total_variance | PD104 | 0 | tss_total_variance_quantity_float32_m_2 | 0 | quantity | float32 |  |  |  | m^2 | -9999 | Time Series Statistics - Total Variance | [6 empty] | ready for review
BETA | PRESF | tss_total_energy | PD105 | 0 | tss_total_energy_quantity_float32_J_m_2 | 0 | quantity | float32 |  |  |  | J m-2 | -9999 | Time Series Statistics - Total Energy | [6 empty] | ready for review
BETA | PRESF | tss_avg_wave_height | PD106 | 0 | tss_avg_wave_height_quantity_float32_m | 0 | quantity | float32 |  |  |  | m | -9999 | Time Series Statistics - Average Wave Height | [6 empty] | ready for review
BETA | PRESF | tss_avg_wave_period | PD107 | 0 | tss_avg_wave_period_quantity_float32_s | 0 | quantity | float32 |  |  |  | s | -9999 | Time Series Statistics - Average Wave Period | [6 empty] | ready for review
BETA | PRESF | tss_max_wave_height | PD108 | 0 | tss_max_wave_height_quantity_float32_m | 0 | quantity | float32 |  |  |  | m | -9999 | Time Series Statistics - Maximum Wave Height | [6 empty] | ready for review
BETA | PRESF | tss_sig_wave_height | PD109 | 0 | tss_sig_wave_height_quantity_float32_m | 0 | quantity | float32 |  |  |  | m | -9999 | Time Series Statistics - Significant Wave Height | [6 empty] | ready for review
BETA | PRESF | tss_sig_wave_period | PD110 | 0 | tss_sig_wave_period_quantity_float32_s | 0 | quantity | float32 |  |  |  | s | -9999 | Time Series Statistics - Significant Wave Period | [6 empty] | ready for review
BETA | PRESF | tss_10_wave_height | PD111 | 0 | tss_10_wave_height_quantity_float32_m | 0 | quantity | float32 |  |  |  | m | -9999 | Time Series Statistics - Average Height of Highest 10% of Waves | [6 empty] | ready for review
BETA | PRESF | tss_1_wave_height | PD112 | 0 | tss_1_wave_height_quantity_float32_m | 0 | quantity | float32 |  |  |  | m | -9999 | Time Series Statistics - Average Height of Highest 1% of Waves | [6 empty] | ready for review
BETA | PRESF | firmware_version | PD113 | 0 | firmware_version_array_quantity_str_1 | 0 | array<quantity> | str |  |  |  | 1 | empty | Firmware Version | [6 empty] | ready for review
BETA | PRESF | serial_number | PD114 | 0 | serial_number_quantity_int32_1 | 0 | quantity | int32 |  |  |  | 1 | -9999 | Instrument Serial Number | [6 empty] | ready for review
BETA | PRESF | user_info | PD115 | 0 | user_info_array_quantity_str_1 | 0 | array<quantity> | str |  |  |  | 1 | empty | User Info | [6 empty] | ready for review
BETA | PRESF | quartz_pressure_sensor_serial_number | PD116 | 0 | quartz_pressure_sensor_serial_number_quantity_int32_1 | 0 | quantity | int32 |  |  |  | 1 | -9999 | Quartz Pressure Sensor Serial Number | [6 empty] | ready for review
BETA | PRESF | pressure_sensor_range | PD117 | 0 | pressure_sensor_range_range_quantity_int16_psi | 0 | range<quantity> | int16 |  |  |  | psi | none | Pressure Sensor Range | [6 empty] | ready for review
BETA | PRESF | external_temperature_sensor | PD118 | 0 | external_temperature_sensor_boolean_int8_1 | 0 | boolean | int8 |  |  |  | 1 | -9 | Use External Temperature | [6 empty] | ready for review
BETA | PRESF | external_conductivity_sensor | PD119 | 0 | external_conductivity_sensor_boolean_int8_1 | 0 | boolean | int8 |  |  |  | 1 | -9 | Use External Conductivity | [6 empty] | ready for review
BETA | PRESF | operational_current | PD120 | 0 | operational_current_quantity_float32_mA | 0 | quantity | float32 |  |  |  | mA | -9999 | Operational Current | [6 empty] | ready for review
BETA | PRESF | battery_voltage_main | PD121 | 0 | battery_voltage_main_quantity_float32_V | 0 | quantity | float32 |  |  |  | V | -9999 | Main Battery Voltage | [6 empty] | ready for review
BETA | PRESF | battery_voltage_lithium | PD122 | 0 | battery_voltage_lithium_quantity_float32_V | 0 | quantity | float32 |  |  |  | V | -9999 | Lithium Battery Voltage | [6 empty] | ready for review
BETA | PRESF | last_sample_absolute_press | PD123 | 0 | last_sample_absolute_press_quantity_float32_psi | 0 | quantity | float32 |  |  |  | psi | -9999 | Last Measured Absolute Pressure | [6 empty] | ready for review
BETA | PRESF | last_sample_temp | PD124 | 0 | last_sample_temp_quantity_float32_deg_C | 0 | quantity | float32 |  |  |  | deg_C | -9999 | Last Measured Temperature | [6 empty] | ready for review
BETA | PRESF | last_sample_saln | PD125 | 0 | last_sample_saln_quantity_float32_1 | 0 | quantity | float32 |  |  |  | 1 | -9999 | Last Measured Salinity | [6 empty] | ready for review
BETA | PRESF | tide_measurement_interval | PD126 | 0 | tide_measurement_interval_quantity_int16_min | 0 | quantity | int16 |  |  |  | min | -9999 | Tide Sampling Interval | [6 empty] | ready for review
BETA | PRESF | tide_measurement_duration | PD127 | 0 | tide_measurement_duration_quantity_int16_s | 0 | quantity | int16 |  |  |  | s | -9999 | Tide Sampling Duration | [6 empty] | ready for review
BETA | PRESF | wave_samples_between_tide_measurements | PD128 | 0 | wave_samples_between_tide_measurements_quantity_int16_1 | 0 | quantity | int16 |  |  |  | 1 | -9999 | Sample Waves every N Tide Samples | [6 empty] | ready for review
BETA | PRESF | wave_samples_per_burst | PD129 | 0 | wave_samples_per_burst_quantity_int16_1 | 0 | quantity | int16 |  |  |  | 1 | -9999 | Wave Samples per Burst | [6 empty] | ready for review
BETA | PRESF | wave_samples_scans_per_second | PD130 | 0 | wave_samples_scans_per_second_quantity_float32_1 | 0 | quantity | float32 |  |  |  | 1 | -9999 | Scans per Second | [6 empty] | ready for review
BETA | PRESF | wave_samples_duration | PD131 | 0 | wave_samples_duration_quantity_float32_s | 0 | quantity | float32 |  |  |  | s | -9999 | Wave Sampling Duration | [6 empty] | ready for review
BETA | PRESF | logging_start_time | PD132 | 0 | logging_start_time_array_quantity_str_1 | 0 | array<quantity> | str |  |  |  | 1 | empty | Logging Start Time | [6 empty] | ready for review
BETA | PRESF | logging_stop_time | PD133 | 0 | logging_stop_time_array_quantity_str_1 | 0 | array<quantity> | str |  |  |  | 1 | empty | Logging Stop Time | [6 empty] | ready for review
BETA | PRESF | tide_samples_per_day | PD134 | 0 | tide_samples_per_day_quantity_int16_count | 0 | quantity | int16 |  |  |  | count | -9999 | Number of Tide Samples per Day | [6 empty] | ready for review
BETA | PRESF | wave_bursts_per_day | PD135 | 0 | wave_bursts_per_day_quantity_int16_count | 0 | quantity | int16 |  |  |  | count | -9999 | Number of Wave Bursts per Day | [6 empty] | ready for review
BETA | PRESF | memory_endurance | PD136 | 0 | memory_endurance_quantity_float32_days | 0 | quantity | float32 |  |  |  | days | -9999 | Expected Memory Endurance | [6 empty] | ready for review
BETA | PRESF | nominal_alkaline_battery_endurance | PD137 | 0 | nominal_alkaline_battery_endurance_quantity_float32_days | 0 | quantity | float32 |  |  |  | days | -9999 | Expected Battery Endurance | [6 empty] | ready for review
BETA | PRESF | total_recorded_tide_measurements | PD138 | 0 | total_recorded_tide_measurements_quantity_int32_count | 0 | quantity | int32 |  |  |  | count | -9999 | Total Recorded Tide Measurements | [6 empty] | ready for review
BETA | PRESF | total_recorded_wave_bursts | PD139 | 0 | total_recorded_wave_bursts_quantity_int32_count | 0 | quantity | int32 |  |  |  | count | -9999 | Total Recorded Wave Bursts | [6 empty] | ready for review
BETA | PRESF | tide_measurements_since_last_start | PD140 | 0 | tide_measurements_since_last_start_quantity_int32_count | 0 | quantity | int32 |  |  |  | count | -9999 | Tide Measurements Since Last Start | [6 empty] | ready for review
BETA | PRESF | wave_bursts_since_last_start | PD141 | 0 | wave_bursts_since_last_start_quantity_int32_count | 0 | quantity | int32 |  |  |  | count | -9999 | Wave Bursts Since Last Start | [6 empty] | ready for review
BETA | PRESF | tx_tide_samples | PD142 | 0 | tx_tide_samples_boolean_int8_1 | 0 | boolean | int8 |  |  |  | 1 | -9 | Transmit Tide Records in Realtime | [6 empty] | ready for review
BETA | PRESF | tx_wave_bursts | PD143 | 0 | tx_wave_bursts_boolean_int8_1 | 0 | boolean | int8 |  |  |  | 1 | -9 | Transmit Wave Records in Realtime | [6 empty] | ready for review
BETA | PRESF | tx_wave_stats | PD144 | 0 | tx_wave_stats_boolean_int8_1 | 0 | boolean | int8 |  |  |  | 1 | -9 | Transmit Wave Statistics in Realtime | [6 empty] | ready for review
BETA | PRESF | num_wave_samples_per_burst_for_wave_statistics | PD145 | 0 | num_wave_samples_per_burst_for_wave_statistics_quantity_int16_count | 0 | quantity | int16 |  |  |  | count | -9999 | Number of Wave Samples per Burst | [6 empty] | ready for review
BETA | PRESF | use_measured_temp_and_cond_for_density_calc | PD146 | 0 | use_measured_temp_and_cond_for_density_calc_boolean_int8_1 | 0 | boolean | int8 |  |  |  | 1 | -9 | Use Measure Temperature and Conductivity for Density Calculation | [6 empty] | ready for review
BETA | PRESF | avg_water_temp_above_pressure_sensor | PD147 | 0 | avg_water_temp_above_pressure_sensor_quantity_float32_deg_C | 0 | quantity | float32 |  |  |  | deg_C | -9999 | Average Temperature above Instrument | [6 empty] | ready for review
BETA | PRESF | avg_salinity_above_pressure_sensor | PD148 | 0 | avg_salinity_above_pressure_sensor_quantity_float32_1 | 0 | quantity | float32 |  |  |  | 1 | -9999 | Average Salinity above Instrument | [6 empty] | ready for review
BETA | PRESF | pressure_sensor_height_from_bottom | PD149 | 0 | pressure_sensor_height_from_bottom_quantity_float32_m | 0 | quantity | float32 |  |  |  | m | -9999 | Pressure Sensor Height Above Bottom | [6 empty] | ready for review
BETA | PRESF | num_spectral_estimates_for_each_frequency_band | PD150 | 0 | num_spectral_estimates_for_each_frequency_band_quantity_int16_count | 0 | quantity | int16 |  |  |  | count | -9999 | Number of Spectral Estimates to Average | [6 empty] | ready for review
BETA | PRESF | min_allowable_attenuation | PD151 | 0 | min_allowable_attenuation_quantity_float32_1 | 0 | quantity | float32 |  |  |  | 1 | -9999 | Minimum Allowable Attenuation | [6 empty] | ready for review
BETA | PRESF | min_period_in_auto_spectrum | PD152 | 0 | min_period_in_auto_spectrum_quantity_float32_s | 0 | quantity | float32 |  |  |  | s | -9999 | Minimum Allowable Period | [6 empty] | ready for review
BETA | PRESF | max_period_in_auto_spectrum | PD153 | 0 | max_period_in_auto_spectrum_quantity_float32_s | 0 | quantity | float32 |  |  |  | s | -9999 | Maximum Allowable Period | [6 empty] | ready for review
BETA | PRESF | hanning_window_cutoff | PD154 | 0 | hanning_window_cutoff_quantity_float32_1 | 0 | quantity | float32 |  |  |  | 1 | -9999 | Hanning Window Cutoff | [6 empty] | ready for review
BETA | PRESF | show_progress_messages | PD155 | 0 | show_progress_messages_boolean_int8_1 | 0 | boolean | int8 |  |  |  | 1 | -9 | Show Progress Messages | [6 empty] | ready for review
BETA | PRESF | device_status | PD156 | 0 | device_status_array_quantity_str_1 | 0 | array<quantity> | str |  |  |  | 1 | empty | Device Status | [6 empty] | ready for review
BETA | PRESF | logging_status | PD157 | 0 | logging_status_boolean_int8_1 | 0 | boolean | int8 |  |  |  | 1 | -9 | Logging Status | [6 empty] | ready for review
BETA | PRESF | calibration_date_pressure | PD158 | 0 | calibration_date_pressure_array_quantity_str_1 | 0 | array<quantity> | str |  |  |  | 1 | empty | Pressure Calibration Date | [6 empty] | ready for review
BETA | PRESF | press_coeff_pu0 | PD159 | 0 | press_coeff_pu0_quantity_float32_1 | 0 | quantity | float32 |  |  |  | 1 | -9999 | Pressure Coefficient U0 | [6 empty] | ready for review
BETA | PRESF | press_coeff_py1 | PD160 | 0 | press_coeff_py1_quantity_float32_1 | 0 | quantity | float32 |  |  |  | 1 | -9999 | Pressure Coefficient Y1 | [6 empty] | ready for review
BETA | PRESF | press_coeff_py2 | PD161 | 0 | press_coeff_py2_quantity_float32_1 | 0 | quantity | float32 |  |  |  | 1 | -9999 | Pressure Coefficient Y2 | [6 empty] | ready for review
BETA | PRESF | press_coeff_py3 | PD162 | 0 | press_coeff_py3_quantity_float32_1 | 0 | quantity | float32 |  |  |  | 1 | -9999 | Pressure Coefficient Y3 | [6 empty] | ready for review
BETA | PRESF | press_coeff_pc1 | PD163 | 0 | press_coeff_pc1_quantity_float32_1 | 0 | quantity | float32 |  |  |  | 1 | -9999 | Pressure Coefficient C1 | [6 empty] | ready for review
BETA | PRESF | press_coeff_pc2 | PD164 | 0 | press_coeff_pc2_quantity_float32_1 | 0 | quantity | float32 |  |  |  | 1 | -9999 | Pressure Coefficient C2 | [6 empty] | ready for review
BETA | PRESF | press_coeff_pc3 | PD165 | 0 | press_coeff_pc3_quantity_float32_1 | 0 | quantity | float32 |  |  |  | 1 | -9999 | Pressure Coefficient C3 | [6 empty] | ready for review
BETA | PRESF | press_coeff_pd1 | PD166 | 0 | press_coeff_pd1_quantity_float32_1 | 0 | quantity | float32 |  |  |  | 1 | -9999 | Pressure Coefficient D1 | [6 empty] | ready for review
BETA | PRESF | press_coeff_pd2 | PD167 | 0 | press_coeff_pd2_quantity_float32_1 | 0 | quantity | float32 |  |  |  | 1 | -9999 | Pressure Coefficient D2 | [6 empty] | ready for review
BETA | PRESF | press_coeff_pt1 | PD168 | 0 | press_coeff_pt1_quantity_float32_1 | 0 | quantity | float32 |  |  |  | 1 | -9999 | Pressure Coefficient T1 | [6 empty] | ready for review
BETA | PRESF | press_coeff_pt2 | PD169 | 0 | press_coeff_pt2_quantity_float32_1 | 0 | quantity | float32 |  |  |  | 1 | -9999 | Pressure Coefficient T2 | [6 empty] | ready for review
BETA | PRESF | press_coeff_pt3 | PD170 | 0 | press_coeff_pt3_quantity_float32_1 | 0 | quantity | float32 |  |  |  | 1 | -9999 | Pressure Coefficient T3 | [6 empty] | ready for review
BETA | PRESF | press_coeff_pt4 | PD171 | 0 | press_coeff_pt4_quantity_float32_1 | 0 | quantity | float32 |  |  |  | 1 | -9999 | Pressure Coefficient T4 | [6 empty] | ready for review
BETA | PRESF | press_coeff_m | PD172 | 0 | press_coeff_m_quantity_float32_1 | 0 | quantity | float32 |  |  |  | 1 | -9999 | Pressure Coefficient M | [6 empty] | ready for review
BETA | PRESF | press_coeff_b | PD173 | 0 | press_coeff_b_quantity_float32_1 | 0 | quantity | float32 |  |  |  | 1 | -9999 | Pressure Coefficient B | [6 empty] | ready for review
BETA | PRESF | press_coeff_poffset | PD174 | 0 | press_coeff_poffset_quantity_float32_psi | 0 | quantity | float32 |  |  |  | psi | -9999 | Pressure Coefficient Offset | [6 empty] | ready for review
BETA | PRESF | calibration_date_temperature | PD175 | 0 | calibration_date_temperature_array_quantity_str_1 | 0 | array<quantity> | str |  |  |  | 1 | empty | Temperature Calibration Date | [6 empty] | ready for review
BETA | PRESF | temp_coeff_ta0 | PD176 | 0 | temp_coeff_ta0_quantity_float32_1 | 0 | quantity | float32 |  |  |  | 1 | -9999 | Temperature Coefficient A0 | [6 empty] | ready for review
BETA | PRESF | temp_coeff_ta1 | PD177 | 0 | temp_coeff_ta1_quantity_float32_1 | 0 | quantity | float32 |  |  |  | 1 | -9999 | Temperature Coefficient A1 | [6 empty] | ready for review
BETA | PRESF | temp_coeff_ta2 | PD178 | 0 | temp_coeff_ta2_quantity_float32_1 | 0 | quantity | float32 |  |  |  | 1 | -9999 | Temperature Coefficient A2 | [6 empty] | ready for review
BETA | PRESF | temp_coeff_ta3 | PD179 | 0 | temp_coeff_ta3_quantity_float32_1 | 0 | quantity | float32 |  |  |  | 1 | -9999 | Temperature Coefficient A3 | [6 empty] | ready for review
BETA | PRESF | calibration_date_conductivity | PD180 | 0 | calibration_date_conductivity_array_quantity_str_1 | 0 | array<quantity> | str |  |  |  | 1 | empty | Conductivity Calibration Date | [6 empty] | ready for review
BETA | PRESF | cond_coeff_cg | PD181 | 0 | cond_coeff_cg_quantity_float32_1 | 0 | quantity | float32 |  |  |  | 1 | -9999 | Conductivity Coefficient G | [6 empty] | ready for review
BETA | PRESF | cond_coeff_ch | PD182 | 0 | cond_coeff_ch_quantity_float32_1 | 0 | quantity | float32 |  |  |  | 1 | -9999 | Conductivity Coefficient H | [6 empty] | ready for review
BETA | PRESF | cond_coeff_ci | PD183 | 0 | cond_coeff_ci_quantity_float32_1 | 0 | quantity | float32 |  |  |  | 1 | -9999 | Conductivity Coefficient I | [6 empty] | ready for review
BETA | PRESF | cond_coeff_cj | PD184 | 0 | cond_coeff_cj_quantity_float32_1 | 0 | quantity | float32 |  |  |  | 1 | -9999 | Conductivity Coefficient J | [6 empty] | ready for review
BETA | PRESF | cond_coeff_ctcor | PD185 | 0 | cond_coeff_ctcor_quantity_float32_1 | 0 | quantity | float32 |  |  |  | 1 | -9999 | Conductivity Coefficient TCor | [6 empty] | ready for review
BETA | PRESF | cond_coeff_cpcor | PD186 | 0 | cond_coeff_cpcor_quantity_float32_1 | 0 | quantity | float32 |  |  |  | 1 | -9999 | Conductivity Coefficient PCor | [6 empty] | ready for review
BETA | PRESF | cond_coeff_cslope | PD187 | 0 | cond_coeff_cslope_quantity_float32_1 | 0 | quantity | float32 |  |  |  | 1 | -9999 | Conductivity Coefficient Slope | [6 empty] | ready for review
SP_TEST | PARAD | par | PD188 | 0 | par_quantity_int64_counts | 0 | quantity | int64 |  |  |  | counts | -9999 | PAR A/D counts |  |  | OPTPARW |  | The OOI Level 0 Photosynthetic Active Radiation (PAR) data product from the Satlantic Photosynthetic Active Radiation radiometer; a digital voltage count resulting from the analog to digital conversion of the analog voltage that represents the PAR measurement
SP_TEST | PARAD | par_coeff_imc | PD189 | 0 | par_coeff_imc_quantity_float32_1 | 0 | quantity | float32 |  |  |  | 1 | -9999 | PAR immersion coefficient |  |  |  |  | The Immersion coefficient is a calibration parameter used in converting PAR digital voltage counts to PAR in engineering units (µmol photons m-2 s-1).
SP_TEST | PARAD | par_coeff_a1 | PD190 | 0 | par_coeff_a1_quantity_float32_umol_photons_m_2_s_1_count_1 | 0 | quantity | float32 |  |  |  | umol photons m-2 s-1 count-1 | -9999 | PAR scaling factor |  |  |  |  | The PAR scaling factor, a1 is a calibration parameter used in converting PAR digital voltage counts to PAR in engineering units (µmol photons m-2 s-1).
SP_TEST | PARAD | par_coeff_a0 | PD191 | 0 | par_coeff_a0_quantity_float32_count | 0 | quantity | float32 |  |  |  | count | -9999 | PAR voltage offset |  |  |  |  | The PAR voltage offset, a0 is a calibration parameter used in converting PAR digital voltage counts to PAR in engineering units (µmol photons m-2 s-1).
SP_TEST | PARAD | par | PD192 | 0 | par_quantity_float32_umol_photons_m_2_s_1 | 0 | quantity | float32 |  |  |  | umol photons m-2 s-1 | -9999 | Photosynthetic Active Radiation (PAR) | downwelling_photosynthetic_photon_flux_in_sea_water | PAR | OPTPARW | //alfresco/ooi/control/1000sys/1341-00720_Data_Product_SPEC_OPTPARW_Satl_OOI.pdf | The OOI Level 1 Photosynthetic Active Radiation (PAR) data product which is computed from either the Satlantic or Biospherical PAR instruments used.
BETA | CTDBP | temperature | PD193 | 0 | temperature_quantity_int32_counts | 0 | quantity | int32 |  |  |  | counts | -9999 | Temperature A/D counts |  |  | TEMPWAT
BETA | CTDBP | conductivity | PD194 | 0 | conductivity_quantity_int32_counts | 0 | quantity | int32 |  |  |  | counts | -9999 | Conductivity A/D counts |  |  | CONDWAT
BETA | CTDBP | pressure | PD195 | 0 | pressure_quantity_int32_counts | 0 | quantity | int32 |  |  |  | counts | -9999 | Pressure A/D counts |  |  | PRESWAT
BETA | CTDBP | pressure_temp | PD196 | 0 | pressure_temp_quantity_int32_counts | 0 | quantity | int32 |  |  |  | counts | -9999 | Pressure temperature compensation A/D counts
BETA | CTDBP | oxygen | PD197 | 0 | oxygen_quantity_int32_counts | 0 | quantity | int32 |  |  |  | counts | -9999 | External oxygen counts |  |  | DOCONCS
BETA | CTDBP | ctd_time | PD198 | 0 | ctd_time_quantity_int32_seconds_since_2000_01_01 | 0 | quantity | int32 |  |  |  | seconds since 2000-01-01 | -9999 | Time in seconds since 01/01/2000
BETA | CTDBP | pump_current | PD199 | 0 | pump_current_quantity_float32_mA | 0 | quantity | float32 |  |  |  | mA | -9999 | Pump current
BETA | CTDBP | ext_v01_current | PD200 | 0 | ext_v01_current_quantity_float32_mA | 0 | quantity | float32 |  |  |  | mA | -9999 | Current from external voltage sensors 0 & 1
BETA | CTDBP | serial_current | PD201 | 0 | serial_current_quantity_float32_mA | 0 | quantity | float32 |  |  |  | mA | -9999 | Auxiliary serial instrument current
BETA | CTDBP | logging_status | PD202 | 0 | logging_status_category_int8_str_int8_1 | 0 | category<int8:str> | int8 | {0:'not logging', 1:'logging', 2:'waiting to start at ...', 3:'unknown',-99:'empty'} |  |  | 1 | -99 | Logging status category
BETA | CTDBP | num_samples | PD203 | 0 | num_samples_quantity_int32_counts | 0 | quantity | int32 |  |  |  | counts | -9999 | Number of samples
BETA | CTDBP | mem_free | PD204 | 0 | mem_free_quantity_int32_bytes | 0 | quantity | int32 |  |  |  | bytes | -9 | Available memory
BETA | CTDBP | sample_interval | PD205 | 0 | sample_interval_quantity_int16_s | 0 | quantity | int16 |  |  |  | s | -9999 | Sampling interval
BETA | CTDBP | measurements_per_sample | PD206 | 0 | measurements_per_sample_quantity_int8_counts | 0 | quantity | int8 |  |  |  | counts | -99 | Number of measurements per sample
BETA | CTDBP | pump_mode | PD207 | 0 | pump_mode_category_int8_str_int8_1 | 0 | category<int8:str> | int8 | {0:'no pump', 1:'run pump for 0.5 sec before sample', 2:'run pump during sample',-99:'empty'} |  |  | 1 | -99 | CTD pump mode
BETA | CTDBP | delay_before_sampling | PD208 | 0 | delay_before_sampling_quantity_float32_s | 0 | quantity | float32 |  |  |  | s | -9999 | Seconds delay before sampling
BETA | CTDBP | delay_after_sampling | PD209 | 0 | delay_after_sampling_quantity_float32_s | 0 | quantity | float32 |  |  |  | s | -9999 | Seconds delay after sampling
BETA | CTDBP | tx_real_time | PD210 | 0 | tx_real_time_boolean_int8_1 | 0 | boolean | int8 |  |  |  | 1 | -9 | Transmit in real time flag
BETA | CTDBP | battery_cutoff | PD211 | 0 | battery_cutoff_quantity_float32_V | 0 | quantity | float32 |  |  |  | V | -9999 | Battery cutoff voltage
BETA | CTDBP | pressure_sensor_type | PD212 | 0 | pressure_sensor_type_category_int8_str_int8_1 | 0 | category<int8:str> | int8 | {0:'none', 1:'strain gauge', 2:'quartz with temp comp',-99:'empty'} |  |  | 1 | -99 | Pressure sensor type category
BETA | CTDBP | sbe38 | PD213 | 0 | sbe38_boolean_int8_1 | 0 | boolean | int8 |  |  |  | 1 | -9 | External sbe38 flag
BETA | CTDBP | sbe50 | PD214 | 0 | sbe50_boolean_int8_1 | 0 | boolean | int8 |  |  |  | 1 | -9 | External sbe50 flag
BETA | CTDBP | wetlabs | PD215 | 0 | wetlabs_boolean_int8_1 | 0 | boolean | int8 |  |  |  | 1 | -9 | External wetlabs flag
BETA | CTDBP | optode | PD216 | 0 | optode_boolean_int8_1 | 0 | boolean | int8 |  |  |  | 1 | -9 | External optode flag
BETA | CTDBP | gas_tension_device | PD217 | 0 | gas_tension_device_boolean_int8_1 | 0 | boolean | int8 |  |  |  | 1 | -9 | External gas tension device flag
BETA | CTDBP | ext_volt_0 | PD218 | 0 | ext_volt_0_boolean_int8_1 | 0 | boolean | int8 |  |  |  | 1 | -9 | External voltage 0 sensor flag
BETA | CTDBP | ext_volt_1 | PD219 | 0 | ext_volt_1_boolean_int8_1 | 0 | boolean | int8 |  |  |  | 1 | -9 | External voltage 1 sensor flag
BETA | CTDBP | ext_volt_2 | PD220 | 0 | ext_volt_2_boolean_int8_1 | 0 | boolean | int8 |  |  |  | 1 | -9 | External voltage 2 sensor flag
BETA | CTDBP | ext_volt_3 | PD221 | 0 | ext_volt_3_boolean_int8_1 | 0 | boolean | int8 |  |  |  | 1 | -9 | External voltage 3 sensor flag
BETA | CTDBP | ext_volt_4 | PD222 | 0 | ext_volt_4_boolean_int8_1 | 0 | boolean | int8 |  |  |  | 1 | -9 | External voltage 4 sensor flag
BETA | CTDBP | ext_volt_5 | PD223 | 0 | ext_volt_5_boolean_int8_1 | 0 | boolean | int8 |  |  |  | 1 | -9 | External voltage 5 sensor flag
BETA | CTDBP | echo_characters | PD224 | 0 | echo_characters_boolean_int8_1 | 0 | boolean | int8 |  |  |  | 1 | -9 | Echo characters flag
BETA | CTDBP | output_format | PD225 | 0 | output_format_category_int8_str_int8_1 | 0 | category<int8:str> | int8 | {0:'raw Hex', 1:'converted Hex', 2:'raw decimal', 3:'converted decimal', 5:'converted XML VVIC',-99:'empty'} |  |  | 1 | -99 | Data output format category
BETA | CTDBP | output_salinity | PD226 | 0 | output_salinity_boolean_int8_1 | 0 | boolean | int8 |  |  |  | 1 | -9 | Output salinity data flag
BETA | CTDBP | output_sound_velocity | PD227 | 0 | output_sound_velocity_boolean_int8_1 | 0 | boolean | int8 |  |  |  | 1 | -9 | Output sound velocity data flag
BETA | CTDBP | serial_sync_mode | PD228 | 0 | serial_sync_mode_boolean_int8_1 | 0 | boolean | int8 |  |  |  | 1 | -9 | Serial sync mode
BETA | CTDBP | temp_coeff_offset | PD229 | 0 | temp_coeff_offset_quantity_float32_1 | 0 | quantity | float32 |  |  |  | 1 | -9999 | Temperature Coefficient Offset
BETA | CTDBP | press_serial_number | PD230 | 0 | press_serial_number_quantity_int32_1 | 0 | quantity | int32 |  |  |  | 1 | -9999 | Pressure Sensor Serial Number
BETA | CTDBP | press_coeff_pa0 | PD231 | 0 | press_coeff_pa0_quantity_float32_1 | 0 | quantity | float32 |  |  |  | 1 | -9999 | Pressure Coefficient PA0
BETA | CTDBP | press_coeff_pa1 | PD232 | 0 | press_coeff_pa1_quantity_float32_1 | 0 | quantity | float32 |  |  |  | 1 | -9999 | Pressure Coefficient PA1
BETA | CTDBP | press_coeff_pa2 | PD233 | 0 | press_coeff_pa2_quantity_float32_1 | 0 | quantity | float32 |  |  |  | 1 | -9999 | Pressure Coefficient PA2
BETA | CTDBP | press_coeff_ptempa0 | PD234 | 0 | press_coeff_ptempa0_quantity_float32_1 | 0 | quantity | float32 |  |  |  | 1 | -9999 | Pressure Coefficient PTempA0
BETA | CTDBP | press_coeff_ptempa1 | PD235 | 0 | press_coeff_ptempa1_quantity_float32_1 | 0 | quantity | float32 |  |  |  | 1 | -9999 | Pressure Coefficient PTempA1
BETA | CTDBP | press_coeff_ptempa2 | PD236 | 0 | press_coeff_ptempa2_quantity_float32_1 | 0 | quantity | float32 |  |  |  | 1 | -9999 | Pressure Coefficient PTempA2
BETA | CTDBP | press_coeff_ptca0 | PD237 | 0 | press_coeff_ptca0_quantity_float32_1 | 0 | quantity | float32 |  |  |  | 1 | -9999 | Pressure Coefficient PTCA0
BETA | CTDBP | press_coeff_ptca1 | PD238 | 0 | press_coeff_ptca1_quantity_float32_1 | 0 | quantity | float32 |  |  |  | 1 | -9999 | Pressure Coefficient PTCA1
BETA | CTDBP | press_coeff_ptca2 | PD239 | 0 | press_coeff_ptca2_quantity_float32_1 | 0 | quantity | float32 |  |  |  | 1 | -9999 | Pressure Coefficient PTCA2
BETA | CTDBP | press_coeff_ptcb0 | PD240 | 0 | press_coeff_ptcb0_quantity_float32_1 | 0 | quantity | float32 |  |  |  | 1 | -9999 | Pressure Coefficient PTCB0
BETA | CTDBP | press_coeff_ptcb1 | PD241 | 0 | press_coeff_ptcb1_quantity_float32_1 | 0 | quantity | float32 |  |  |  | 1 | -9999 | Pressure Coefficient PTCB1
BETA | CTDBP | press_coeff_ptcb2 | PD242 | 0 | press_coeff_ptcb2_quantity_float32_1 | 0 | quantity | float32 |  |  |  | 1 | -9999 | Pressure Coefficient PTCB2
BETA | CTDBP | ext_volt0_slope | PD243 | 0 | ext_volt0_slope_quantity_float32_1 | 0 | quantity | float32 |  |  |  | 1 | -9999 | External Voltage Sensor 0 Slope
BETA | CTDBP | ext_volt0_offset | PD244 | 0 | ext_volt0_offset_quantity_float32_1 | 0 | quantity | float32 |  |  |  | 1 | -9999 | External Voltage Sensor 0 Offset
BETA | CTDBP | ext_volt1_slope | PD245 | 0 | ext_volt1_slope_quantity_float32_1 | 0 | quantity | float32 |  |  |  | 1 | -9999 | External Voltage Sensor 1 Slope
BETA | CTDBP | ext_volt1_offset | PD246 | 0 | ext_volt1_offset_quantity_float32_1 | 0 | quantity | float32 |  |  |  | 1 | -9999 | External Voltage Sensor 1 Offset
BETA | CTDBP | ext_volt2_slope | PD247 | 0 | ext_volt2_slope_quantity_float32_1 | 0 | quantity | float32 |  |  |  | 1 | -9999 | External Voltage Sensor 2 Slope
BETA | CTDBP | ext_volt2_offset | PD248 | 0 | ext_volt2_offset_quantity_float32_1 | 0 | quantity | float32 |  |  |  | 1 | -9999 | External Voltage Sensor 2 Offset
BETA | CTDBP | ext_volt3_slope | PD249 | 0 | ext_volt3_slope_quantity_float32_1 | 0 | quantity | float32 |  |  |  | 1 | -9999 | External Voltage Sensor 3 Slope
BETA | CTDBP | ext_volt3_offset | PD250 | 0 | ext_volt3_offset_quantity_float32_1 | 0 | quantity | float32 |  |  |  | 1 | -9999 | External Voltage Sensor 3 Offset
BETA | CTDBP | ext_volt4_slope | PD251 | 0 | ext_volt4_slope_quantity_float32_1 | 0 | quantity | float32 |  |  |  | 1 | -9999 | External Voltage Sensor 4 Slope
BETA | CTDBP | ext_volt4_offset | PD252 | 0 | ext_volt4_offset_quantity_float32_1 | 0 | quantity | float32 |  |  |  | 1 | -9999 | External Voltage Sensor 4 Offset
BETA | CTDBP | ext_volt5_slope | PD253 | 0 | ext_volt5_slope_quantity_float32_1 | 0 | quantity | float32 |  |  |  | 1 | -9999 | External Voltage Sensor 5 Slope
BETA | CTDBP | ext_volt5_offset | PD254 | 0 | ext_volt5_offset_quantity_float32_1 | 0 | quantity | float32 |  |  |  | 1 | -9999 | External Voltage Sensor 5 Offset
BETA | CTDBP | ext_freq_sf | PD255 | 0 | ext_freq_sf_quantity_float32_1 | 0 | quantity | float32 |  |  |  | 1 | -9999 | External Frequency Channel
BETA | CTDBP | press_coeff_pslope | PD256 | 0 | press_coeff_pslope_quantity_float32_1 | 0 | quantity | float32 |  |  |  | 1 | -9999 | Pressure Coefficient pslope
BETA | CTDBP | temp_sensor_serial_number | PD257 | 0 | temp_sensor_serial_number_quantity_int32_1 | 0 | quantity | int32 |  |  |  | 1 | -9999 | Temperature Sensor Serial Number
BETA | CTDBP | cond_sensor_serial_number | PD258 | 0 | cond_sensor_serial_number_quantity_int32_1 | 0 | quantity | int32 |  |  |  | 1 | -9999 | Conductivity Sensor Serial Number
BETA | CTDBP | command_set_version | PD259 | 0 | command_set_version_array_quantity_str_1 | 0 | array<quantity> | str |  |  |  | 1 | -9999 | Command Set Version
BETA | CTDBP | paros_integration | PD260 | 0 | paros_integration_quantity_float32_s | 0 | quantity | float32 |  |  |  | s | -9999 | Integration Time for Quartz Pressure Sensor |  |  |  |  | Configuration value: Integration time in seconds to wait for the internal Quart pressure sensor
BETA | CTDBP | assembly_number | PD261 | 0 | assembly_number_array_quantity_str_1 | 0 | array<quantity> | str |  |  |  | 1 | empty | PC Board Assembly Number
BETA | CTDBP | output_sigmat | PD262 | 0 | output_sigmat_boolean_int8_1 | 0 | boolean | int8 |  |  |  | 1 | -9 | Output Sigma T flag
BETA | CTDBP | num_events | PD263 | 0 | num_events_quantity_int32_counts | 0 | quantity | int32 |  |  |  | counts | -9999 | Number of Events
BETA | CTDBP | samples_free | PD264 | 0 | samples_free_quantity_int32_counts | 0 | quantity | int32 |  |  |  | counts | -9999 | Number of Samples Free
BETA | CTDBP | sample_length | PD265 | 0 | sample_length_quantity_int32_bytes | 0 | quantity | int32 |  |  |  | bytes | -9999 | Bytes per Sample
BETA | CTDBP | headers | PD266 | 0 | headers_quantity_int32_counts | 0 | quantity | int32 |  |  |  | counts | -9999 | Headers
BETA | CTDBP | output_executed_tag | PD267 | 0 | output_executed_tag_boolean_int8_1 | 0 | boolean | int8 |  |  |  | 1 | -9 | Output Executed Tag flag
BETA | PREST | set_timeout | PD268 | 0 | set_timeout_quantity_int32_ms | 0 | quantity | int32 |  |  |  | ms | -9999 | Set Timeout |  |  |  |  | Not determined at this time. |  | ready for review
BETA | PREST | set_timeout_max | PD269 | 0 | set_timeout_max_quantity_int32_ms | 0 | quantity | int32 |  |  |  | ms | -9999 | Set Timeout, Max |  |  |  |  | Not determined at this time. |  | ready for review
BETA | PREST | set_timeout_icd | PD270 | 0 | set_timeout_icd_quantity_int32_ms | 0 | quantity | int32 |  |  |  | ms | -9999 | Set Timeout ICD |  |  |  |  | Not determined at this time. |  | ready for review
BETA | PREST | reference_oscillator_freq | PD271 | 0 | reference_oscillator_freq_quantity_float32_Hz | 0 | quantity | float32 |  |  |  | Hz | -9999 | Reference Oscillator Frequency |  |  |  |  | Acquisition oscillator frequency |  | ready for review
BETA | PREST | pcb_thermistor_value | PD272 | 0 | pcb_thermistor_value_quantity_int32_counts | 0 | quantity | int32 |  |  |  | counts | -9999 | PCB Thermistor Value |  |  |  |  | Printed Circuit Board (PCB) thermistor value |  | ready for review
BETA | PREST | reference_error | PD273 | 0 | reference_error_quantity_float32_ppm | 0 | quantity | float32 |  |  |  | ppm | -9999 | Reference Error |  |  |  |  | Deviation of oscillator frequency from current calibration settings. |  | ready for review
BETA | PREST | device_type | PD274 | 0 | device_type_array_quantity_str_1 | 0 | array<quantity> | str |  |  |  | 1 | empty | Device Type |  |  |  |  | Sea-Bird device type, will always be 'SBE54'. |  | ready for review
BETA | PREST | calibration_date_acq_crystal | PD275 | 0 | calibration_date_acq_crystal_array_quantity_str_1 | 0 | array<quantity> | str |  |  |  | 1 | empty | Calibration Date, Acquisition Crystal |  |  |  |  | Acquisition crystal calibration date string |  | ready for review
BETA | PREST | acq_crystal_coeff_fra0 | PD276 | 0 | acq_crystal_coeff_fra0_quantity_float32_1 | 0 | quantity | float32 |  |  |  | 1 | -9999 | Acq Crystal Coeff Fra0 |  |  |  |  | Acquisition crystal frequency A0 |  | ready for review
BETA | PREST | acq_crystal_coeff_fra1 | PD277 | 0 | acq_crystal_coeff_fra1_quantity_float32_1 | 0 | quantity | float32 |  |  |  | 1 | -9999 | Acq Crystal Coeff Fra1 |  |  |  |  | Acquisition crystal frequency A1 |  | ready for review
BETA | PREST | acq_crystal_coeff_fra2 | PD278 | 0 | acq_crystal_coeff_fra2_quantity_float32_1 | 0 | quantity | float32 |  |  |  | 1 | -9999 | Acq Crystal Coeff Fra2 |  |  |  |  | Acquisition crystal frequency A2 |  | ready for review
BETA | PREST | acq_crystal_coeff_fra3 | PD279 | 0 | acq_crystal_coeff_fra3_quantity_float32_1 | 0 | quantity | float32 |  |  |  | 1 | -9999 | Acq Crystal Coeff Fra3 |  |  |  |  | Acquisition crystal frequency A3 |  | ready for review
BETA | PREST | pressure_sensor_serial_number | PD280 | 0 | pressure_sensor_serial_number_quantity_int32_1 | 0 | quantity | int32 |  |  |  | 1 | -9999 | Pressure Sensor Serial Number |  |  |  |  | Digiquartz pressure sensor serial number. |  | ready for review
BETA | PREST | pressure_sensor_range | PD281 | 0 | pressure_sensor_range_range_quantity_int32_psi | 0 | range<quantity> | int32 |  |  |  | psi | none | Pressure Sensor Range |  |  |  |  | Pressure sensor full scale range |  | ready for review
BETA | PREST | battery_type | PD282 | 0 | battery_type_category_int8_str_int8_1 | 0 | category<int8:str> | int8 | {0:'Lithium', 1:'Alkaline',-99:'empty'} |  |  | 1 | -99 | Battery Type |  |  |  |  | Event type of battery (0 = Lithium, 1 = Alkaline). |  | ready for review
BETA | PREST | baud_rate | PD283 | 0 | baud_rate_quantity_int32_Bd | 0 | quantity | int32 |  |  |  | Bd | -9999 | Baud Rate |  |  |  |  | Serial communications baud rate. |  | ready for review
BETA | PREST | enable_alerts | PD284 | 0 | enable_alerts_boolean_int8_1 | 0 | boolean | int8 |  |  |  | 1 | -99 | Enable Alerts |  |  |  |  | Enable output alerts (0 = Do not output alerts, 1 = Output alerts). |  | ready for review
BETA | PREST | upload_type | PD285 | 0 | upload_type_category_int8_str_int8_1 | 0 | category<int8:str> | int8 | {0:'Upload in ASCII Text', 1:'Upload in binary',-99:'empty'} |  |  | 1 | -99 | Upload Type |  |  |  |  | Determine format of uploaded data (0 = Upload as ASCII text, 1 = Upload as binary data) |  | ready for review
BETA | PREST | sample_period | PD286 | 0 | sample_period_quantity_int32_s | 0 | quantity | int32 |  |  |  | s | -9999 | Sample Period |  |  |  |  | Duration of each pressure measurement. |  | ready for review
BETA | PREST | version | PD287 | 0 | version_array_quantity_str_1 | 0 | array<quantity> | str |  |  |  | 1 | empty | Version |  |  |  |  | Software/Firmware version |  | ready for review
BETA | PREST | event_count | PD288 | 0 | event_count_quantity_int32_count | 0 | quantity | int32 |  |  |  | count | -9999 | Event Count |  |  |  |  | Number of logged events |  | ready for review
BETA | PREST | bytes_used | PD289 | 0 | bytes_used_quantity_int32_1 | 0 | quantity | int32 |  |  |  | 1 | -9999 | Bytes Used |  |  |  |  | Number of bytes stored in memory |  | ready for review
BETA | PREST | bytes_free | PD290 | 0 | bytes_free_quantity_int32_1 | 0 | quantity | int32 |  |  |  | 1 | -9999 | Bytes Free |  |  |  |  | Number of additional bytes that can be stored in memory |  | ready for review
BETA | PREST | manufacturer | PD291 | 0 | manufacturer_array_quantity_str_1 | 0 | array<quantity> | str |  |  |  | 1 | empty | Manufacturer |  |  |  |  | Instrument manufacturer |  | ready for review
BETA | PREST | firmware_date | PD293 | 0 | firmware_date_array_quantity_str_1 | 0 | array<quantity> | str |  |  |  | 1 | empty | Firmware Date |  |  |  |  | Firmware date |  | ready for review
BETA | PREST | hardware_version | PD294 | 0 | hardware_version_array_quantity_str_1 | 0 | array<quantity> | str |  |  |  | 1 | empty | Hardware Version |  |  |  |  | Hardware version |  | ready for review
BETA | PREST | pcb_serial_number | PD295 | 0 | pcb_serial_number_array_quantity_str_1 | 0 | array<quantity> | str |  |  |  | 1 | empty | PCB Serial Number |  |  |  |  | Printed Circuit Board (PCB) serial number |  | ready for review
BETA | PREST | pcb_type | PD296 | 0 | pcb_type_array_quantity_str_1 | 0 | array<quantity> | str |  |  |  | 1 | empty | PCB Type |  |  |  |  | Event type of PCB |  | ready for review
BETA | PREST | manufacture_date | PD297 | 0 | manufacture_date_array_quantity_str_1 | 0 | array<quantity> | str |  |  |  | 1 | empty | Manufacture Date |  |  |  |  | Date of manufacture |  | ready for review
BETA | PREST | number_events | PD298 | 0 | number_events_quantity_int32_1 | 0 | quantity | int32 |  |  |  | 1 | -9999 | Number Events |  |  |  |  | Sum of recorded events |  | ready for review
BETA | PREST | power_on_reset | PD299 | 0 | power_on_reset_quantity_int32_1 | 0 | quantity | int32 |  |  |  | 1 | -9999 | Power On Reset |  |  |  |  | Event type 'PowerOnReset' |  | ready for review
BETA | PREST | power_fail_reset | PD300 | 0 | power_fail_reset_quantity_int32_1 | 0 | quantity | int32 |  |  |  | 1 | -9999 | Power Fail Reset |  |  |  |  | Event type PowerFailReset |  | ready for review
BETA | PREST | watchdog_reset | PD301 | 0 | watchdog_reset_quantity_int32_1 | 0 | quantity | int32 |  |  |  | 1 | -9999 | Watchdog Reset |  |  |  |  | Event type WatchDogReset |  | ready for review
BETA | PREST | serial_byte_error | PD302 | 0 | serial_byte_error_quantity_int32_1 | 0 | quantity | int32 |  |  |  | 1 | -9999 | Serial Byte Error |  |  |  |  | Event type SerialByteErr |  | ready for review
BETA | PREST | command_buffer_overflow | PD303 | 0 | command_buffer_overflow_quantity_int32_1 | 0 | quantity | int32 |  |  |  | 1 | -9999 | Command Buffer Overflow |  |  |  |  | Event type CmdBuffOflow |  | ready for review
BETA | PREST | serial_receive_overflow | PD304 | 0 | serial_receive_overflow_quantity_int32_1 | 0 | quantity | int32 |  |  |  | 1 | -9999 | Serial Receive Overflow |  |  |  |  | Event type SerialRxOflow |  | ready for review
BETA | PREST | low_battery | PD305 | 0 | low_battery_quantity_int32_1 | 0 | quantity | int32 |  |  |  | 1 | -9999 | Low Battery |  |  |  |  | Event type LowBattery |  | ready for review
BETA | PREST | out_of_memory | PD306 | 0 | out_of_memory_quantity_int32_1 | 0 | quantity | int32 |  |  |  | 1 | -9999 | Out Of Memory |  |  |  |  | Event type OutofMemory |  | ready for review
BETA | PREST | signal_error | PD307 | 0 | signal_error_quantity_int32_1 | 0 | quantity | int32 |  |  |  | 1 | -9999 | Signal Error |  |  |  |  | Event type SignalError |  | ready for review
BETA | PREST | error_10 | PD308 | 0 | error_10_quantity_int32_1 | 0 | quantity | int32 |  |  |  | 1 | -9999 | Error 10 |  |  |  |  | Event type Error 10 |  | ready for review
BETA | PREST | error_12 | PD309 | 0 | error_12_quantity_int32_1 | 0 | quantity | int32 |  |  |  | 1 | -9999 | Error 12 |  |  |  |  | Event type Error 12 |  | ready for review
CW_TEST | NUTNR-B | frame_header | PD310 | 0 | frame_header_array_quantity_str_1 | 0 | array<quantity> | str |  |  |  | 1 | empty
CW_TEST | NUTNR-B | frame_type | PD311 | 0 | frame_type_array_quantity_str_1 | 0 | array<quantity> | str |  |  |  | 1 | empty
CW_TEST | NUTNR-B | serial_number | PD312 | 0 | serial_number_array_quantity_str_1 | 0 | array<quantity> | str |  |  |  | 1 | empty
CW_TEST | NUTNR-B | date_of_sample | PD313 | 0 | date_of_sample_quantity_int16_1 | 0 | quantity | int16 |  |  |  | 1 | -9999
CW_TEST | NUTNR-B | time_of_sample | PD314 | 0 | time_of_sample_quantity_float64_h | 0 | quantity | float64 |  |  |  | h | -9999
CW_TEST | NUTNR-B | nitrate_concentration | PD315 | 0 | nitrate_concentration_quantity_float32_uMol_L_1 | 0 | quantity | float32 |  |  |  | uMol L-1 | -9999
CW_TEST | NUTNR-B | aux_fitting_1 | PD316 | 0 | aux_fitting_1_quantity_float32_1 | 0 | quantity | float32 |  |  |  | 1 | -9999
CW_TEST | NUTNR-B | aux_fitting_2 | PD317 | 0 | aux_fitting_2_quantity_float32_1 | 0 | quantity | float32 |  |  |  | 1 | -9999
CW_TEST | NUTNR-B | aux_fitting_3 | PD318 | 0 | aux_fitting_3_quantity_float32_1 | 0 | quantity | float32 |  |  |  | 1 | -9999
CW_TEST | NUTNR-B | rms_error | PD319 | 0 | rms_error_quantity_float32_uMol_L_1 | 0 | quantity | float32 |  |  |  | uMol L-1 | -9999
CW_TEST | NUTNR-B | temp_interior | PD320 | 0 | temp_interior_quantity_float32_deg_C | 0 | quantity | float32 |  |  |  | deg_C | -9999
CW_TEST | NUTNR-B | temp_spectrometer | PD321 | 0 | temp_spectrometer_quantity_float32_deg_C | 0 | quantity | float32 |  |  |  | deg_C | -9999
CW_TEST | NUTNR-B | temp_lamp | PD322 | 0 | temp_lamp_quantity_float32_deg_C | 0 | quantity | float32 |  |  |  | deg_C | -9999
CW_TEST | NUTNR-B | lamp_time | PD323 | 0 | lamp_time_quantity_float32_s | 0 | quantity | float32 |  |  |  | s | -9999 | [5 empty] | The elapsed on-time of the current data acquisition in seconds
CW_TEST | NUTNR-B | humidity | PD324 | 0 | humidity_quantity_float32_% | 0 | quantity | float32 |  |  |  | % | -9999
CW_TEST | NUTNR-B | voltage_lamp | PD325 | 0 | voltage_lamp_quantity_float32_V | 0 | quantity | float32 |  |  |  | V | -9999
CW_TEST | NUTNR-B | voltage_analog | PD326 | 0 | voltage_analog_quantity_float32_V | 0 | quantity | float32 |  |  |  | V | -9999
CW_TEST | NUTNR-B | voltage_main | PD327 | 0 | voltage_main_quantity_float32_V | 0 | quantity | float32 |  |  |  | V | -9999
CW_TEST | NUTNR-B | ref_channel_average | PD328 | 0 | ref_channel_average_quantity_float32_counts | 0 | quantity | float32 |  |  |  | counts | -9999
CW_TEST | NUTNR-B | ref_channel_variance | PD329 | 0 | ref_channel_variance_quantity_float32_1 | 0 | quantity | float32 |  |  |  | 1 | -9999
CW_TEST | NUTNR-B | sea_water_dark | PD330 | 0 | sea_water_dark_quantity_float32_counts | 0 | quantity | float32 |  |  |  | counts | -9999
CW_TEST | NUTNR-B | spec_channel_average | PD331 | 0 | spec_channel_average_quantity_float32_counts | 0 | quantity | float32 |  |  |  | counts | -9999
CW_TEST | NUTNR-B | spectral_channels | PD332 | 0 | spectral_channels_array_quantity_uint16_counts | 0 | array<quantity> | uint16 |  |  |  | counts | 65535
CW_TEST | NUTNR-B | checksum | PD333 | 0 | checksum_quantity_uint8_1 | 0 | quantity | uint8 |  |  |  | 1 | 0
CW_TEST | NUTNR-B | startup_time | PD334 | 0 | startup_time_quantity_int32_seconds_since_1970_01_01 | 0 | quantity | int32 |  |  |  | seconds since 1970-01-01 | -9999
CW_TEST | NUTNR-B | persistor_cf_card | PD335 | 0 | persistor_cf_card_array_quantity_str_1 | 0 | array<quantity> | str |  |  |  | 1 | empty
CW_TEST | NUTNR-B | persistor_bios | PD336 | 0 | persistor_bios_array_quantity_str_1 | 0 | array<quantity> | str |  |  |  | 1 | empty
CW_TEST | NUTNR-B | persistor_picodos_version | PD337 | 0 | persistor_picodos_version_array_quantity_str_1 | 0 | array<quantity> | str |  |  |  | 1 | empty
CW_TEST | NUTNR-B | persistor_picodos_bytes_used | PD338 | 0 | persistor_picodos_bytes_used_quantity_int32_bytes | 0 | quantity | int32 |  |  |  | bytes | -9999
CW_TEST | NUTNR-B | cf_card_size | PD339 | 0 | cf_card_size_quantity_int32_bytes | 0 | quantity | int32 |  |  |  | bytes | -9999
CW_TEST | NUTNR-B | cf_card_free | PD340 | 0 | cf_card_free_quantity_int32_bytes | 0 | quantity | int32 |  |  |  | bytes | -9999
CW_TEST | NUTNR-B | previous_shutdown_code | PD343 | 0 | previous_shutdown_code_array_quantity_str_1 | 0 | array<quantity> | str |  |  |  | 1 | empty
CW_TEST | NUTNR-B | operating_mode | PD345 | 0 | operating_mode_array_quantity_str_1 | 0 | array<quantity> | str |  |  |  | 1 | empty
CW_TEST | NUTNR-B | use_shutter_darks | PD346 | 0 | use_shutter_darks_boolean_int8_1 | 0 | boolean | int8 |  |  |  | 1 | -9
CW_TEST | NUTNR-B | lamp_time | PD347 | 0 | lamp_time_quantity_int32_s | 0 | quantity | int32 |  |  |  | s | -9999 | [5 empty] | Elapsed time lamp has been on in seconds
CW_TEST | NUTNR-B | spec_on_time | PD348 | 0 | spec_on_time_quantity_int32_seconds_since_1970_01_01 | 0 | quantity | int32 |  |  |  | seconds since 1970-01-01 | -9999
CW_TEST | NUTNR-B | spec_powered_time | PD349 | 0 | spec_powered_time_quantity_int32_seconds_since_1970_01_01 | 0 | quantity | int32 |  |  |  | seconds since 1970-01-01 | -9999
CW_TEST | NUTNR-B | lamp_on_time | PD350 | 0 | lamp_on_time_quantity_int32_seconds_since_1970_01_01 | 0 | quantity | int32 |  |  |  | seconds since 1970-01-01 | -9999
CW_TEST | NUTNR-B | lamp_powered_time | PD351 | 0 | lamp_powered_time_quantity_int32_seconds_since_1970_01_01 | 0 | quantity | int32 |  |  |  | seconds since 1970-01-01 | -9999
CW_TEST | NUTNR-B | data_log_file | PD352 | 0 | data_log_file_array_quantity_str_1 | 0 | array<quantity> | str |  |  |  | 1 | empty
CW_TEST | PCO2W-B | unique_id | PD353 | 0 | unique_id_quantity_uint8_1 | 0 | quantity | uint8 |  |  |  | 1 | 0
CW_TEST | PCO2W-B | record_length | PD354 | 0 | record_length_quantity_uint8_1 | 0 | quantity | uint8 |  |  |  | 1 | 0
CW_TEST | PCO2W-B | record_type | PD355 | 0 | record_type_quantity_uint8_1 | 0 | quantity | uint8 |  |  |  | 1 | 0
CW_TEST | PCO2W-B | record_time | PD356 | 0 | record_time_quantity_int32_seconds_since_1904_01_01 | 0 | quantity | int32 |  |  |  | seconds since 1904-01-01 | -9999
CW_TEST | PCO2W-B | light_measurements | PD357 | 0 | light_measurements_array_quantity_int16_counts | 0 | array<quantity> | int16 |  |  |  | counts | -9999
CW_TEST | PCO2W-B | voltage_battery | PD358 | 0 | voltage_battery_quantity_int16_counts | 0 | quantity | int16 |  |  |  | counts | -9999
CW_TEST | PCO2W-B | thermistor_raw | PD359 | 0 | thermistor_raw_quantity_int16_counts | 0 | quantity | int16 |  |  |  | counts | -9999
CW_TEST | PCO2W-B | pump_on | PD360 | 0 | pump_on_boolean_int8_1 | 0 | boolean | int8 |  |  |  | 1 | -9
CW_TEST | PCO2W-B | valve_on | PD361 | 0 | valve_on_boolean_int8_1 | 0 | boolean | int8 |  |  |  | 1 | -9
CW_TEST | PCO2W-B | external_power_on | PD362 | 0 | external_power_on_boolean_int8_1 | 0 | boolean | int8 |  |  |  | 1 | -9
CW_TEST | PCO2W-B | debug_led | PD363 | 0 | debug_led_boolean_int8_1 | 0 | boolean | int8 |  |  |  | 1 | -9
CW_TEST | PCO2W-B | debug_echo | PD364 | 0 | debug_echo_boolean_int8_1 | 0 | boolean | int8 |  |  |  | 1 | -9
CW_TEST | PCO2W-B | elapsed_time_config | PD365 | 0 | elapsed_time_config_quantity_int32_s | 0 | quantity | int32 |  |  |  | s | -9999
CW_TEST | PCO2W-B | clock_active | PD366 | 0 | clock_active_boolean_int8_1 | 0 | boolean | int8 |  |  |  | 1 | -9
CW_TEST | PCO2W-B | recording_active | PD367 | 0 | recording_active_boolean_int8_1 | 0 | boolean | int8 |  |  |  | 1 | -9
CW_TEST | PCO2W-B | record_end_on_time | PD368 | 0 | record_end_on_time_boolean_int8_1 | 0 | boolean | int8 |  |  |  | 1 | -9
CW_TEST | PCO2W-B | record_memory_full | PD369 | 0 | record_memory_full_boolean_int8_1 | 0 | boolean | int8 |  |  |  | 1 | -9
CW_TEST | PCO2W-B | record_end_on_error | PD370 | 0 | record_end_on_error_boolean_int8_1 | 0 | boolean | int8 |  |  |  | 1 | -9
CW_TEST | PCO2W-B | data_download_ok | PD371 | 0 | data_download_ok_boolean_int8_1 | 0 | boolean | int8 |  |  |  | 1 | -9
CW_TEST | PCO2W-B | flash_memory_open | PD372 | 0 | flash_memory_open_boolean_int8_1 | 0 | boolean | int8 |  |  |  | 1 | -9
CW_TEST | PCO2W-B | battery_error_fatal | PD373 | 0 | battery_error_fatal_boolean_int8_1 | 0 | boolean | int8 |  |  |  | 1 | -9
CW_TEST | PCO2W-B | battery_low_measurement | PD374 | 0 | battery_low_measurement_boolean_int8_1 | 0 | boolean | int8 |  |  |  | 1 | -9
CW_TEST | PCO2W-B | battery_low_blank | PD375 | 0 | battery_low_blank_boolean_int8_1 | 0 | boolean | int8 |  |  |  | 1 | -9
CW_TEST | PCO2W-B | battery_low_external | PD376 | 0 | battery_low_external_boolean_int8_1 | 0 | boolean | int8 |  |  |  | 1 | -9
CW_TEST | PCO2W-B | external_device_fault | PD377 | 0 | external_device_fault_quantity_int8_1 | 0 | quantity | int8 |  |  |  | 1 | -9
CW_TEST | PCO2W-B | flash_erased | PD378 | 0 | flash_erased_boolean_int8_1 | 0 | boolean | int8 |  |  |  | 1 | -9
CW_TEST | PCO2W-B | power_on_invalid | PD379 | 0 | power_on_invalid_boolean_int8_1 | 0 | boolean | int8 |  |  |  | 1 | -9
CW_TEST | PCO2W-B | launch_time | PD380 | 0 | launch_time_quantity_int32_seconds_since_1904_01_01 | 0 | quantity | int32 |  |  |  | seconds since 1904-01-01 | -9999 | [5 empty] | Launch time recorded in seconds since January 1, 1904
CW_TEST | PCO2W-B | start_time_offset | PD381 | 0 | start_time_offset_quantity_int32_s_ | 0 | quantity | int32 |  |  |  | s | -9999 | [5 empty] | Start time from launch (elapsed time in seconds from launch).
CW_TEST | PCO2W-B | recording_time | PD382 | 0 | recording_time_quantity_int32_s | 0 | quantity | int32 |  |  |  | s | -9999 | [5 empty] | Stop time from start (elapsed time in seconds from start).
CW_TEST | PCO2W-B | pmi_sample_schedule | PD383 | 0 | pmi_sample_schedule_boolean_int8_1 | 0 | boolean | int8 |  |  |  | 1 | -9
CW_TEST | PCO2W-B | sami_sample_schedule | PD384 | 0 | sami_sample_schedule_boolean_int8_1 | 0 | boolean | int8 |  |  |  | 1 | -9
CW_TEST | PCO2W-B | slot1_follows_sami_sample | PD385 | 0 | slot1_follows_sami_sample_boolean_int8_1 | 0 | boolean | int8 |  |  |  | 1 | -9
CW_TEST | PCO2W-B | slot1_independent_schedule | PD386 | 0 | slot1_independent_schedule_boolean_int8_1 | 0 | boolean | int8 |  |  |  | 1 | -9
CW_TEST | PCO2W-B | slot2_follows_sami_sample | PD387 | 0 | slot2_follows_sami_sample_boolean_int8_1 | 0 | boolean | int8 |  |  |  | 1 | -9
CW_TEST | PCO2W-B | slot2_independent_schedule | PD388 | 0 | slot2_independent_schedule_boolean_int8_1 | 0 | boolean | int8 |  |  |  | 1 | -9
CW_TEST | PCO2W-B | slot3_follows_sami_sample | PD389 | 0 | slot3_follows_sami_sample_boolean_int8_1 | 0 | boolean | int8 |  |  |  | 1 | -9
CW_TEST | PCO2W-B | slot3_independent_schedule | PD390 | 0 | slot3_independent_schedule_boolean_int8_1 | 0 | boolean | int8 |  |  |  | 1 | -9
CW_TEST | PCO2W-B | timer_interval_sami | PD391 | 0 | timer_interval_sami_quantity_int32_s | 0 | quantity | int32 |  |  |  | s | -9999
CW_TEST | PCO2W-B | driver_id_sami | PD392 | 0 | driver_id_sami_quantity_int8_1 | 0 | quantity | int8 |  |  |  | 1 | -9
CW_TEST | PCO2W-B | parameter_pointer_sami | PD393 | 0 | parameter_pointer_sami_quantity_int8_1 | 0 | quantity | int8 |  |  |  | 1 | -9
CW_TEST | PCO2W-B | timer_interval_device1 | PD394 | 0 | timer_interval_device1_quantity_int32_s | 0 | quantity | int32 |  |  |  | s | -9999
CW_TEST | PCO2W-B | driver_id_device1 | PD395 | 0 | driver_id_device1_quantity_int8_1 | 0 | quantity | int8 |  |  |  | 1 | -9
CW_TEST | PCO2W-B | parameter_pointer_device1 | PD396 | 0 | parameter_pointer_device1_quantity_int8_1 | 0 | quantity | int8 |  |  |  | 1 | -9
CW_TEST | PCO2W-B | timer_interval_device2 | PD397 | 0 | timer_interval_device2_quantity_int32_s | 0 | quantity | int32 |  |  |  | s | -9999
CW_TEST | PCO2W-B | driver_id_device2 | PD398 | 0 | driver_id_device2_quantity_int8_1 | 0 | quantity | int8 |  |  |  | 1 | -9
CW_TEST | PCO2W-B | parameter_pointer_device2 | PD399 | 0 | parameter_pointer_device2_quantity_int8_1 | 0 | quantity | int8 |  |  |  | 1 | -9
CW_TEST | PCO2W-B | timer_interval_device3 | PD400 | 0 | timer_interval_device3_quantity_int32_s | 0 | quantity | int32 |  |  |  | s | -9999
CW_TEST | PCO2W-B | driver_id_device3 | PD401 | 0 | driver_id_device3_quantity_int8_1 | 0 | quantity | int8 |  |  |  | 1 | -9
CW_TEST | PCO2W-B | parameter_pointer_device3 | PD402 | 0 | parameter_pointer_device3_quantity_int8_1 | 0 | quantity | int8 |  |  |  | 1 | -9
CW_TEST | PCO2W-B | timer_interval_prestart | PD403 | 0 | timer_interval_prestart_quantity_int32_s | 0 | quantity | int32 |  |  |  | s | -9999
CW_TEST | PCO2W-B | driver_id_prestart | PD404 | 0 | driver_id_prestart_quantity_int8_1 | 0 | quantity | int8 |  |  |  | 1 | -9
CW_TEST | PCO2W-B | parameter_pointer_prestart | PD405 | 0 | parameter_pointer_prestart_quantity_int8_1 | 0 | quantity | int8 |  |  |  | 1 | -9
CW_TEST | PCO2W-B | use_baud_rate_9600 | PD406 | 0 | use_baud_rate_9600_boolean_int8_1 | 0 | boolean | int8 |  |  |  | 1 | -9
CW_TEST | PCO2W-B | send_record_type_early | PD407 | 0 | send_record_type_early_boolean_int8_1 | 0 | boolean | int8 |  |  |  | 1 | -9
CW_TEST | PCO2W-B | send_live_records | PD408 | 0 | send_live_records_boolean_int8_1 | 0 | boolean | int8 |  |  |  | 1 | -9
CW_TEST | PCO2W-B | extend_global_config | PD409 | 0 | extend_global_config_boolean_int8_1 | 0 | boolean | int8 |  |  |  | 1 | -9
CW_TEST | PCO2W-B | pump_pulse | PD410 | 0 | pump_pulse_quantity_uint8_s | 0 | quantity | uint8 |  |  |  | s | 0
CW_TEST | PCO2W-B | pump_on_to_measure | PD411 | 0 | pump_on_to_measure_quantity_uint8_s | 0 | quantity | uint8 |  |  |  | s | 0
CW_TEST | PCO2W-B | samples_per_measure | PD412 | 0 | samples_per_measure_quantity_uint8_counts | 0 | quantity | uint8 |  |  |  | counts | 0
CW_TEST | PCO2W-B | cycles_between_blanks | PD413 | 0 | cycles_between_blanks_quantity_uint8_counts | 0 | quantity | uint8 |  |  |  | counts | 0
CW_TEST | PCO2W-B | num_reagent_cycles | PD414 | 0 | num_reagent_cycles_quantity_uint8_counts | 0 | quantity | uint8 |  |  |  | counts | 0
CW_TEST | PCO2W-B | num_blank_cycles | PD415 | 0 | num_blank_cycles_quantity_uint8_counts | 0 | quantity | uint8 |  |  |  | counts | 0
CW_TEST | PCO2W-B | flush_pump_interval | PD416 | 0 | flush_pump_interval_quantity_uint8_s | 0 | quantity | uint8 |  |  |  | s | 0
CW_TEST | PCO2W-B | blank_flush_on_start | PD417 | 0 | blank_flush_on_start_boolean_int8_1 | 0 | boolean | int8 |  |  |  | 1 | -9
CW_TEST | PCO2W-B | pump_pulse_post_measure | PD418 | 0 | pump_pulse_post_measure_boolean_int8_1 | 0 | boolean | int8 |  |  |  | 1 | -9
CW_TEST | PCO2W-B | num_extra_pump_cycles | PD419 | 0 | num_extra_pump_cycles_quantity_uint8_counts | 0 | quantity | uint8 |  |  |  | counts | 0
CW_TEST | PCO2W-B | cycle_interval | PD420 | 0 | cycle_interval_quantity_uint8_s | 0 | quantity | uint8 |  |  |  | s | 0
SP_TEST | TRHPH | resistivity_5 | PD421 | 0 | resistivity_5_quantity_float32_V | 0 | quantity | float32 |  |  |  | V | -9999 | Resistivity 5 |  |  | TRHPHR1
SP_TEST | TRHPH | resistivity_x1 | PD422 | 0 | resistivity_x1_quantity_float32_V | 0 | quantity | float32 |  |  |  | V | -9999 | Resistivity X1 |  |  | TRHPHR2
SP_TEST | TRHPH | resistivity_x5 | PD423 | 0 | resistivity_x5_quantity_float32_V | 0 | quantity | float32 |  |  |  | V | -9999 | Resistivity X5 |  |  | TRHPHR3
SP_TEST | TRHPH | hydrogen_5 | PD424 | 0 | hydrogen_5_quantity_float32_V | 0 | quantity | float32 |  |  |  | V | -9999 | Hydrogen 5
SP_TEST | TRHPH | hydrogen_x1 | PD425 | 0 | hydrogen_x1_quantity_float32_V | 0 | quantity | float32 |  |  |  | V | -9999 | Hydrogen X1
SP_TEST | TRHPH | hydrogen_x5 | PD426 | 0 | hydrogen_x5_quantity_float32_V | 0 | quantity | float32 |  |  |  | V | -9999 | Hydrogen X5
SP_TEST | TRHPH | eh_sensor | PD427 | 0 | eh_sensor_quantity_float32_V | 0 | quantity | float32 |  |  |  | V | -9999 | Raw Oxidation Reduction-Potential Voltage/Eh Sensor |  | Vent Fluid Oxidation Reduction-Potential | TRHPHEH
SP_TEST | TRHPH | ref_temp_volts | PD428 | 0 | ref_temp_volts_quantity_float32_V | 0 | quantity | float32 |  |  |  | V | -9999 | Reference Temp Volts |  |  | TRHPHVS
SP_TEST | TRHPH | ref_temp_degc | PD429 | 0 | ref_temp_degc_quantity_float32_deg_C | 0 | quantity | float32 |  |  |  | deg_C | -9999 | Reference Temp Deg C
SP_TEST | TRHPH | resistivity_temp_volts | PD430 | 0 | resistivity_temp_volts_quantity_float32_V | 0 | quantity | float32 |  |  |  | V | -9999 | Resistivity Temp Volts |  |  | TRHPHVC
SP_TEST | TRHPH | resistivity_temp_degc | PD431 | 0 | resistivity_temp_degc_quantity_float32_deg_C | 0 | quantity | float32 |  |  |  | deg_C | -9999 | Resistivity Temp Deg C
SP_TEST | TRHPH | battery_voltage | PD432 | 0 | battery_voltage_quantity_float32_V | 0 | quantity | float32 |  |  |  | V | -9999 | Battery Voltage
CW_TEST | VELPT | error_code | PD433 | 0 | error_code_quantity_int16_1 | 0 | quantity | int16 |  |  |  | 1 | -9999
CW_TEST | VELPT | analog1 | PD434 | 0 | analog1_quantity_int16_1 | 0 | quantity | int16 |  |  |  | 1 | -9999
CW_TEST | VELPT | sound_speed_analog2 | PD435 | 0 | sound_speed_analog2_quantity_float32_m_s_1 | 0 | quantity | float32 |  |  |  | m s-1 | -9999
CW_TEST | VELPT | heading | PD436 | 0 | heading_quantity_float32_degrees | 0 | quantity | float32 |  |  |  | degrees | -9999
CW_TEST | VELPT | pitch | PD437 | 0 | pitch_quantity_float32_degrees | 0 | quantity | float32 |  |  |  | degrees | -9999
CW_TEST | VELPT | roll | PD438 | 0 | roll_quantity_float32_degrees | 0 | quantity | float32 |  |  |  | degrees | -9999
CW_TEST | VELPT | status | PD439 | 0 | status_quantity_int8_1 | 0 | quantity | int8 |  |  |  | 1 | -99
CW_TEST | VELPT | temperature | PD440 | 0 | temperature_quantity_float32_deg_C | 0 | quantity | float32 |  |  |  | deg_C | -9999
CW_TEST | VELPT | velocity_beam1 | PD441 | 0 | velocity_beam1_quantity_float32_mm_s_1 | 0 | quantity | float32 |  |  |  | mm s-1 | -9999
CW_TEST | VELPT | velocity_beam2 | PD442 | 0 | velocity_beam2_quantity_float32_mm_s_1 | 0 | quantity | float32 |  |  |  | mm s-1 | -9999
CW_TEST | VELPT | velocity_beam3 | PD443 | 0 | velocity_beam3_quantity_float32_mm_s_1 | 0 | quantity | float32 |  |  |  | mm s-1 | -9999
CW_TEST | VELPT | amplitude_beam1 | PD444 | 0 | amplitude_beam1_quantity_int16_counts | 0 | quantity | int16 |  |  |  | counts | -9999
CW_TEST | VELPT | amplitude_beam2 | PD445 | 0 | amplitude_beam2_quantity_int16_counts | 0 | quantity | int16 |  |  |  | counts | -9999
CW_TEST | VELPT | amplitude_beam3 | PD446 | 0 | amplitude_beam3_quantity_int16_counts | 0 | quantity | int16 |  |  |  | counts | -9999
CW_TEST | VELPT | records_to_follow | PD447 | 0 | records_to_follow_quantity_int16_1 | 0 | quantity | int16 |  |  |  | 1 | -9999
CW_TEST | VELPT | cell_number_diagnostics | PD448 | 0 | cell_number_diagnostics_quantity_int16_1 | 0 | quantity | int16 |  |  |  | 1 | -9999
CW_TEST | VELPT | noise_amplitude_beam1 | PD449 | 0 | noise_amplitude_beam1_quantity_int8_counts | 0 | quantity | int8 |  |  |  | counts | -99
CW_TEST | VELPT | noise_amplitude_beam2 | PD450 | 0 | noise_amplitude_beam2_quantity_int8_counts | 0 | quantity | int8 |  |  |  | counts | -99
CW_TEST | VELPT | noise_amplitude_beam3 | PD451 | 0 | noise_amplitude_beam3_quantity_int8_counts | 0 | quantity | int8 |  |  |  | counts | -99
CW_TEST | VELPT | noise_amplitude_beam4 | PD452 | 0 | noise_amplitude_beam4_quantity_int8_counts | 0 | quantity | int8 |  |  |  | counts | -99
CW_TEST | VELPT | processing_magnitude_beam1 | PD453 | 0 | processing_magnitude_beam1_quantity_int16_1 | 0 | quantity | int16 |  |  |  | 1 | -9999
CW_TEST | VELPT | processing_magnitude_beam2 | PD454 | 0 | processing_magnitude_beam2_quantity_int16_1 | 0 | quantity | int16 |  |  |  | 1 | -9999
CW_TEST | VELPT | processing_magnitude_beam3 | PD455 | 0 | processing_magnitude_beam3_quantity_int16_1 | 0 | quantity | int16 |  |  |  | 1 | -9999
CW_TEST | VELPT | processing_magnitude_beam4 | PD456 | 0 | processing_magnitude_beam4_quantity_int16_1 | 0 | quantity | int16 |  |  |  | 1 | -9999
CW_TEST | VELPT | distance_beam1 | PD457 | 0 | distance_beam1_quantity_int16_1 | 0 | quantity | int16 |  |  |  | 1 | -9999
CW_TEST | VELPT | distance_beam2 | PD458 | 0 | distance_beam2_quantity_int16_1 | 0 | quantity | int16 |  |  |  | 1 | -9999
CW_TEST | VELPT | distance_beam3 | PD459 | 0 | distance_beam3_quantity_int16_1 | 0 | quantity | int16 |  |  |  | 1 | -9999
CW_TEST | VELPT | distance_beam4 | PD460 | 0 | distance_beam4_quantity_int16_1 | 0 | quantity | int16 |  |  |  | 1 | -9999
CW_TEST | Nortek Generic Data Structures | instrmt_type_serial_number | PD461 | 0 | instrmt_type_serial_number_array_quantity_str_1 | 0 | array<quantity> | str |  |  |  | 1 | empty
CW_TEST | Nortek Generic Data Structures | recorder_installed | PD462 | 0 | recorder_installed_boolean_int8_1 | 0 | boolean | int8 |  |  |  | 1 | -99
CW_TEST | Nortek Generic Data Structures | compass_installed | PD463 | 0 | compass_installed_boolean_int8_1 | 0 | boolean | int8 |  |  |  | 1 | -99
CW_TEST | Nortek Generic Data Structures | board_frequency | PD464 | 0 | board_frequency_quantity_int16_kHz | 0 | quantity | int16 |  |  |  | kHz | -9999
CW_TEST | Nortek Generic Data Structures | pic_version | PD465 | 0 | pic_version_quantity_int16_1 | 0 | quantity | int16 |  |  |  | 1 | -9999
CW_TEST | Nortek Generic Data Structures | hardware_revision | PD466 | 0 | hardware_revision_quantity_int16_1 | 0 | quantity | int16 |  |  |  | 1 | -9999
CW_TEST | Nortek Generic Data Structures | recorder_size | PD467 | 0 | recorder_size_quantity_int16_bytes | 0 | quantity | int16 |  |  |  | bytes | -9999
CW_TEST | Nortek Generic Data Structures | velocity_range | PD468 | 0 | velocity_range_category_int8_str_int8_1 | 0 | category<int8:str> | int8 | {0:'normal',1:'high',-99:'empty'} |  |  | 1 | -99
CW_TEST | Nortek Generic Data Structures | pressure_sensor | PD470 | 0 | pressure_sensor_boolean_int8_1 | 0 | boolean | int8 |  |  |  | 1 | -99
CW_TEST | Nortek Generic Data Structures | magnetometer_sensor | PD471 | 0 | magnetometer_sensor_boolean_int8_1 | 0 | boolean | int8 |  |  |  | 1 | -99
CW_TEST | Nortek Generic Data Structures | tilt_sensor | PD472 | 0 | tilt_sensor_boolean_int8_1 | 0 | boolean | int8 |  |  |  | 1 | -99
CW_TEST | Nortek Generic Data Structures | tilt_sensor_mounting | PD473 | 0 | tilt_sensor_mounting_category_int8_str_int8_1 | 0 | category<int8:str> | int8 | {0:'normal',1:'high',-99:'empty'} |  |  | 1 | -99
CW_TEST | Nortek Generic Data Structures | head_frequency | PD474 | 0 | head_frequency_quantity_int16_kHz | 0 | quantity | int16 |  |  |  | kHz | -9999
CW_TEST | Nortek Generic Data Structures | head_type | PD475 | 0 | head_type_array_quantity_str_1 | 0 | array<quantity> | str |  |  |  | 1 | empty
CW_TEST | Nortek Generic Data Structures | head_serial_number | PD476 | 0 | head_serial_number_array_quantity_str_empty | 0 | array<quantity> | str |  |  |  | empty | empty
CW_TEST | Nortek Generic Data Structures | system_data | PD477 | 0 | system_data_array_quantity_str_empty | 0 | array<quantity> | str |  |  |  | empty | empty
CW_TEST | Nortek Generic Data Structures | number_beams | PD478 | 0 | number_beams_quantity_int16_1 | 0 | quantity | int16 |  |  |  | 1 | -9999
CW_TEST | Nortek Generic Data Structures | transmit_pulse_length | PD479 | 0 | transmit_pulse_length_quantity_int16_counts | 0 | quantity | int16 |  |  |  | counts | -9999
CW_TEST | Nortek Generic Data Structures | blanking_distance | PD480 | 0 | blanking_distance_quantity_int16_counts | 0 | quantity | int16 |  |  |  | counts | -9999
CW_TEST | Nortek Generic Data Structures | receive_length | PD481 | 0 | receive_length_quantity_int16_counts | 0 | quantity | int16 |  |  |  | counts | -9999
CW_TEST | Nortek Generic Data Structures | time_between_pings | PD482 | 0 | time_between_pings_quantity_int16_counts | 0 | quantity | int16 |  |  |  | counts | -9999
CW_TEST | Nortek Generic Data Structures | time_between_bursts | PD483 | 0 | time_between_bursts_quantity_int16_counts | 0 | quantity | int16 |  |  |  | counts | -9999
CW_TEST | Nortek Generic Data Structures | number_pings | PD484 | 0 | number_pings_quantity_int16_1 | 0 | quantity | int16 |  |  |  | 1 | -9999
CW_TEST | Nortek Generic Data Structures | average_interval | PD485 | 0 | average_interval_quantity_int16_s | 0 | quantity | int16 |  |  |  | s | -9999
CW_TEST | Nortek Generic Data Structures | profile_type | PD487 | 0 | profile_type_category_int8_str_int8_1 | 0 | category<int8:str> | int8 | {0:'single',1:'continuous',-99:'empty'} |  |  | 1 | -99
CW_TEST | Nortek Generic Data Structures | mode_type | PD488 | 0 | mode_type_category_int8_str_int8_1 | 0 | category<int8:str> | int8 | {0:'burst',1:'continuous',-99:'empty'} |  |  | 1 | -99
CW_TEST | Nortek Generic Data Structures | power_level_tcm1 | PD489 | 0 | power_level_tcm1_quantity_int8_1 | 0 | quantity | int8 |  |  |  | 1 | -99
CW_TEST | Nortek Generic Data Structures | power_level_tcm2 | PD490 | 0 | power_level_tcm2_quantity_int8_1 | 0 | quantity | int8 |  |  |  | 1 | -99
CW_TEST | Nortek Generic Data Structures | sync_out_position | PD491 | 0 | sync_out_position_category_int8_str_int8_1 | 0 | category<int8:str> | int8 | {0:'middle of sample',1:'end of sample',-99:'empty'} |  |  | 1 | -99
CW_TEST | Nortek Generic Data Structures | sample_on_sync | PD492 | 0 | sample_on_sync_category_int8_str_int8_1 | 0 | category<int8:str> | int8 | {0:'disabled',1:'enabled, rising edge',-99:'empty'} |  |  | 1 | -99
CW_TEST | Nortek Generic Data Structures | start_on_sync | PD493 | 0 | start_on_sync_category_int8_str_int8_1 | 0 | category<int8:str> | int8 | {0:'disabled',1:'enabled, rising edge',-99:'empty'} |  |  | 1 | -99
CW_TEST | Nortek Generic Data Structures | power_level_pcr1 | PD494 | 0 | power_level_pcr1_quantity_int8_1 | 0 | quantity | int8 |  |  |  | 1 | -99
CW_TEST | Nortek Generic Data Structures | power_level_pcr2 | PD495 | 0 | power_level_pcr2_quantity_int8_1 | 0 | quantity | int8 |  |  |  | 1 | -99
CW_TEST | Nortek Generic Data Structures | compass_update_rate | PD496 | 0 | compass_update_rate_quantity_int16_Hz | 0 | quantity | int16 |  |  |  | Hz | -9999
CW_TEST | Nortek Generic Data Structures | coordinate_system | PD497 | 0 | coordinate_system_category_int8_str_int8_1 | 0 | category<int8:str> | int8 | {0:'ENU',1:'XYZ',2:'BEAM',-99:'empty'} |  |  | 1 | -99
CW_TEST | Nortek Generic Data Structures | number_cells | PD498 | 0 | number_cells_quantity_int16_1 | 0 | quantity | int16 |  |  |  | 1 | -9999
CW_TEST | Nortek Generic Data Structures | cell_size | PD499 | 0 | cell_size_quantity_int16_m | 0 | quantity | int16 |  |  |  | m | -9999
CW_TEST | Nortek Generic Data Structures | measurement_interval | PD500 | 0 | measurement_interval_quantity_int16_s | 0 | quantity | int16 |  |  |  | s | -9999
CW_TEST | Nortek Generic Data Structures | deployment_name | PD501 | 0 | deployment_name_array_quantity_str_1 | 0 | array<quantity> | str |  |  |  | 1 | empty
CW_TEST | Nortek Generic Data Structures | wrap_moder | PD502 | 0 | wrap_moder_quantity_int16_1 | 0 | quantity | int16 |  |  |  | 1 | -9999
CW_TEST | Nortek Generic Data Structures | deployment_start_time | PD503 | 0 | deployment_start_time_quantity_int8_1 | 0 | quantity | int8 |  |  |  | 1 | -99
CW_TEST | Nortek Generic Data Structures | diagnostics_interval | PD504 | 0 | diagnostics_interval_quantity_int32_s | 0 | quantity | int32 |  |  |  | s | -9999
CW_TEST | Nortek Generic Data Structures | use_specified_sound_speed | PD505 | 0 | use_specified_sound_speed_boolean_int8_1 | 0 | boolean | int8 |  |  |  | 1 | -99
CW_TEST | Nortek Generic Data Structures | diagnostics_mode_enable | PD506 | 0 | diagnostics_mode_enable_boolean_int8_1 | 0 | boolean | int8 |  |  |  | 1 | -99
CW_TEST | Nortek Generic Data Structures | analog_output_enable | PD507 | 0 | analog_output_enable_boolean_int8_1 | 0 | boolean | int8 |  |  |  | 1 | -99
CW_TEST | Nortek Generic Data Structures | output_format_nortek | PD508 | 0 | output_format_nortek_category_int8_str_int8_1 | 0 | category<int8:str> | int8 | {0:'Vector',1:'ADV',-99:'empty'} |  |  | 1 | -99
CW_TEST | Nortek Generic Data Structures | scaling | PD509 | 0 | scaling_category_int8_str_int8_1 | 0 | category<int8:str> | int8 | {0:'1 mm',1:'0.1 mm',-99:'empty'} |  |  | 1 | -99
CW_TEST | Nortek Generic Data Structures | serial_output_enable | PD510 | 0 | serial_output_enable_boolean_int8_1 | 0 | boolean | int8 |  |  |  | 1 | -99
CW_TEST | Nortek Generic Data Structures | stage_enable | PD511 | 0 | stage_enable_boolean_int8_1 | 0 | boolean | int8 |  |  |  | 1 | -99
CW_TEST | Nortek Generic Data Structures | analog_power_output | PD512 | 0 | analog_power_output_boolean_int8_1 | 0 | boolean | int8 |  |  |  | 1 | -99
CW_TEST | Nortek Generic Data Structures | sound_speed_adjust_factor | PD513 | 0 | sound_speed_adjust_factor_quantity_int16_m_s_1 | 0 | quantity | int16 |  |  |  | m s-1 | -9999
CW_TEST | Nortek Generic Data Structures | number_diagnostics_samples | PD514 | 0 | number_diagnostics_samples_quantity_int16_1 | 0 | quantity | int16 |  |  |  | 1 | -9999
CW_TEST | Nortek Generic Data Structures | number_beams_per_cell | PD515 | 0 | number_beams_per_cell_quantity_int16_1 | 0 | quantity | int16 |  |  |  | 1 | -9999
CW_TEST | Nortek Generic Data Structures | number_pings_diagnostic | PD516 | 0 | number_pings_diagnostic_quantity_int16_1 | 0 | quantity | int16 |  |  |  | 1 | -9999
CW_TEST | Nortek Generic Data Structures | use_dsp_filter | PD517 | 0 | use_dsp_filter_boolean_int8_1 | 0 | boolean | int8 |  |  |  | 1 | -99
CW_TEST | Nortek Generic Data Structures | filter_data_output | PD518 | 0 | filter_data_output_category_int8_str_int8_1 | 0 | category<int8:str> | int8 | {0:'total corrected velocity',1:'only correction part',-99:'empty'} |  |  | 1 | -99
CW_TEST | Nortek Generic Data Structures | analog_input_address | PD519 | 0 | analog_input_address_quantity_int16_1 | 0 | quantity | int16 |  |  |  | 1 | -9999
CW_TEST | Nortek Generic Data Structures | software_version | PD520 | 0 | software_version_quantity_int16_1 | 0 | quantity | int16 |  |  |  | 1 | -9999
CW_TEST | Nortek Generic Data Structures | velocity_adjustment_factor | PD521 | 0 | velocity_adjustment_factor_quantity_int16_1 | 0 | quantity | int16 |  |  |  | 1 | -9999
CW_TEST | Nortek Generic Data Structures | file_comments | PD522 | 0 | file_comments_array_quantity_str_1 | 0 | array<quantity> | str |  |  |  | 1 | empty
CW_TEST | Nortek Generic Data Structures | wave_data_rate | PD523 | 0 | wave_data_rate_category_int8_str_int8_Hz | 0 | category<int8:str> | int8 | {0:'1 Hz',1:'2 Hz',-99:'empty'} |  |  | Hz | -99
CW_TEST | Nortek Generic Data Structures | wave_cell_position | PD524 | 0 | wave_cell_position_category_int8_str_int8_1 | 0 | category<int8:str> | int8 | {0:'fixed',1:'dynamic',-99:'empty'} |  |  | 1 | -99
CW_TEST | Nortek Generic Data Structures | dynamic_position_type | PD525 | 0 | dynamic_position_type_category_int8_str_int8_1 | 0 | category<int8:str> | int8 | {0:'precent of mean pressure',1:'precent of re',-99:'empty'} |  |  | 1 | -99
CW_TEST | Nortek Generic Data Structures | percent_wave_cell_position | PD526 | 0 | percent_wave_cell_position_quantity_int16_1 | 0 | quantity | int16 |  |  |  | 1 | -9999
CW_TEST | Nortek Generic Data Structures | wave_transmit_pulse | PD527 | 0 | wave_transmit_pulse_quantity_int16_1 | 0 | quantity | int16 |  |  |  | 1 | -9999
CW_TEST | Nortek Generic Data Structures | fixed_wave_blanking_distance | PD528 | 0 | fixed_wave_blanking_distance_quantity_int16_counts | 0 | quantity | int16 |  |  |  | counts | -9999
CW_TEST | Nortek Generic Data Structures | wave_measurement_cell_size | PD529 | 0 | wave_measurement_cell_size_quantity_int16_m | 0 | quantity | int16 |  |  |  | m | -9999
CW_TEST | Nortek Generic Data Structures | number_diagnostics_per_wave | PD530 | 0 | number_diagnostics_per_wave_quantity_int16_1 | 0 | quantity | int16 |  |  |  | 1 | -9999
CW_TEST | Nortek Generic Data Structures | number_samples_per_burst | PD531 | 0 | number_samples_per_burst_quantity_int16_1 | 0 | quantity | int16 |  |  |  | 1 | -9999
CW_TEST | Nortek Generic Data Structures | analog_scale_factor | PD532 | 0 | analog_scale_factor_quantity_int16_1 | 0 | quantity | int16 |  |  |  | 1 | -9999
CW_TEST | Nortek Generic Data Structures | correlation_threshold | PD533 | 0 | correlation_threshold_quantity_int16_1 | 0 | quantity | int16 |  |  |  | 1 | -9999
CW_TEST | Nortek Generic Data Structures | filter_constants | PD534 | 0 | filter_constants_quantity_int16_1 | 0 | quantity | int16 |  |  |  | 1 | -9999
SP_TEST | VEL3D-JB | velocity_beam_a | PD535 | 0 | velocity_beam_a_quantity_int16_counts | 0 | quantity | int16 |  |  |  | counts | -32768 | MAVS-4 velocity beam A counts
SP_TEST | VEL3D-JB | velocity_beam_b | PD536 | 0 | velocity_beam_b_quantity_int16_counts | 0 | quantity | int16 |  |  |  | counts | -32768 | MAVS-4 velocity beam B counts
SP_TEST | VEL3D-JB | velocity_beam_c | PD537 | 0 | velocity_beam_c_quantity_int16_counts | 0 | quantity | int16 |  |  |  | counts | -32768 | MAVS-4 velocity beam C counts
SP_TEST | VEL3D-JB | velocity_beam_d | PD538 | 0 | velocity_beam_d_quantity_int16_counts | 0 | quantity | int16 |  |  |  | counts | -32768 | MAVS-4 velocity beam D counts
SP_TEST | VEL3D-JB | turbulent_velocity_east | PD539 | 0 | turbulent_velocity_east_quantity_float32_cm_s_1 | 0 | quantity | float32 |  |  |  | cm s-1 | -9999 | East West turbulent velocity |  |  | VELPTTU-VLE |  | East component in earth coordinates
SP_TEST | VEL3D-JB | turbulent_velocity_north | PD540 | 0 | turbulent_velocity_north_quantity_float32_cm_s_1 | 0 | quantity | float32 |  |  |  | cm s-1 | -9999 | North South turbulent velocity |  |  | VELPTTU-VLN |  | North component in earth coordinates
SP_TEST | VEL3D-JB | turbulent_velocity_vertical | PD541 | 0 | turbulent_velocity_vertical_quantity_float32_cm_s_1 | 0 | quantity | float32 |  |  |  | cm s-1 | -9999 | Vertical turbulent velocity |  |  | VELPTTU-VLU |  | Up component in earth coordinates
SP_TEST | VEL3D-JB | mag_comp_x | PD542 | 0 | mag_comp_x_quantity_float32_1 | 0 | quantity | float32 |  |  |  | 1 | -9999 | Normalized X component of the instrument's magnetic field
SP_TEST | VEL3D-JB | mag_comp_y | PD543 | 0 | mag_comp_y_quantity_float32_1 | 0 | quantity | float32 |  |  |  | 1 | -9999 | Normalized Y component of the instrument's magnetic field
SP_TEST | VEL3D-JB | velocity_offsets | PD733 | 0 | velocity_offsets_array_quantity_float32_cm_s_1 | 0 | array<quantity> | float32 |  |  |  | cm s-1 |  | Velocity Conversion Offsets
SP_TEST | VEL3D-JB | compass_offsets | PD734 | 0 | compass_offsets_array_quantity_int32_1 | 0 | array<quantity> | int32 |  |  |  | 1 |  | Compass Conversion Offsets
SP_TEST | VEL3D-JB | compass_scale_factor | PD735 | 0 | compass_scale_factor_array_quantity_float32_1 | 0 | array<quantity> | float32 |  |  |  | 1 |  | Compass Conversion Scale Factor
SP_TEST | VEL3D-JB | tilt_offsets | PD736 | 0 | tilt_offsets_array_quantity_int16_1 | 0 | array<quantity> | int16 |  |  |  | 1 |  | Tilt Conversion Offsets
SP_TEST | VEL3D-JB | thermistor_calibration | PD737 | 0 | thermistor_calibration_quantity_float32_deg_C | 0 | quantity | float32 |  |  |  | deg_C | -9999 | Themistor Calibration
SP_TEST | VEL3D-JB | sample_period | PD738 | 0 | sample_period_quantity_float32_s | 0 | quantity | float32 |  |  |  | s | -9999 | Sample Period
SP_TEST | VEL3D-JB | samples_per_burst | PD739 | 0 | samples_per_burst_quantity_int32_counts | 0 | quantity | int32 |  |  |  | counts |  | Samples per Burst
SP_TEST | VEL3D-JB | burst_interval | PD740 | 0 | burst_interval_array_quantity_str_1 | 0 | array<quantity> | str |  |  |  | 1 |  | Burst Interval
SP_TEST | VEL3D-JB | bin_to_si_conversion | PD741 | 0 | bin_to_si_conversion_quantity_float32_1 | 0 | quantity | float32 |  |  |  | 1 | -9999 | Binary to SI Conversion Factor
CW_TEST | VEL3D-C,D | analog_input_2 | PD547 | 0 | analog_input_2_quantity_int16_1 | 0 | quantity | int16 |  |  |  | 1 | -9999
CW_TEST | VEL3D-C,D | ensemble_counter | PD548 | 0 | ensemble_counter_quantity_int16_1 | 0 | quantity | int16 |  |  |  | 1 | -9999
CW_TEST | VEL3D-C,D | seawater_pressure | PD549 | 0 | seawater_pressure_quantity_float32_dbar | 0 | quantity | float32 |  |  |  | dbar | -9999
CW_TEST | VEL3D-C,D | analog_input_1 | PD550 | 0 | analog_input_1_quantity_int16_1 | 0 | quantity | int16 |  |  |  | 1 | -9999
CW_TEST | VEL3D-C,D | turbulent_velocity_east | PD551 | 0 | turbulent_velocity_east_quantity_float32_mm_s_1 | 0 | quantity | float32 |  |  |  | mm s-1 | -9999
CW_TEST | VEL3D-C,D | turbulent_velocity_north | PD552 | 0 | turbulent_velocity_north_quantity_float32_mm_s_1 | 0 | quantity | float32 |  |  |  | mm s-1 | -9999
CW_TEST | VEL3D-C,D | turbulent_velocity_vertical | PD553 | 0 | turbulent_velocity_vertical_quantity_float32_mm_s_1 | 0 | quantity | float32 |  |  |  | mm s-1 | -9999
CW_TEST | VEL3D-C,D | amplitude_beam_1 | PD554 | 0 | amplitude_beam_1_quantity_int16_counts | 0 | quantity | int16 |  |  |  | counts | -9999
CW_TEST | VEL3D-C,D | amplitude_beam_2 | PD555 | 0 | amplitude_beam_2_quantity_int16_counts | 0 | quantity | int16 |  |  |  | counts | -9999
CW_TEST | VEL3D-C,D | amplitude_beam_3 | PD556 | 0 | amplitude_beam_3_quantity_int16_counts | 0 | quantity | int16 |  |  |  | counts | -9999
CW_TEST | VEL3D-C,D | correlation_beam_1 | PD557 | 0 | correlation_beam_1_quantity_int16_1 | 0 | quantity | int16 |  |  |  | 1 | -9999
CW_TEST | VEL3D-C,D | correlation_beam_2 | PD558 | 0 | correlation_beam_2_quantity_int16_1 | 0 | quantity | int16 |  |  |  | 1 | -9999
CW_TEST | VEL3D-C,D | correlation_beam_3 | PD559 | 0 | correlation_beam_3_quantity_int16_1 | 0 | quantity | int16 |  |  |  | 1 | -9999
CW_TEST | VEL3D-C,D | speed_of_sound | PD562 | 0 | speed_of_sound_quantity_float32_m_s_1 | 0 | quantity | float32 |  |  |  | m s-1 | -9999
CW_TEST | VEL3D-C,D | heading | PD563 | 0 | heading_quantity_float32_deg | 0 | quantity | float32 |  |  |  | deg | -9999
CW_TEST | VEL3D-C,D | pitch | PD564 | 0 | pitch_quantity_float32_deg | 0 | quantity | float32 |  |  |  | deg | -9999
CW_TEST | VEL3D-C,D | roll | PD565 | 0 | roll_quantity_float32_deg | 0 | quantity | float32 |  |  |  | deg | -9999
CW_TEST | VEL3D-C,D | error_code | PD567 | 0 | error_code_quantity_int8_1 | 0 | quantity | int8 |  |  |  | 1 | -99
CW_TEST | VEL3D-C,D | status_code | PD568 | 0 | status_code_quantity_int8_1 | 0 | quantity | int8 |  |  |  | 1 | -99
CW_TEST | VEL3D-C,D | analog_input | PD569 | 0 | analog_input_quantity_int16_1 | 0 | quantity | int16 |  |  |  | 1 | -9999
CW_TEST | VEL3D-C,D | number_velocity_records | PD571 | 0 | number_velocity_records_quantity_int16_1 | 0 | quantity | int16 |  |  |  | 1 | -9999
CW_TEST | VEL3D-C,D | noise_amp_beam1 | PD572 | 0 | noise_amp_beam1_quantity_int16_counts | 0 | quantity | int16 |  |  |  | counts | -9999
CW_TEST | VEL3D-C,D | noise_amp_beam2 | PD573 | 0 | noise_amp_beam2_quantity_int16_counts | 0 | quantity | int16 |  |  |  | counts | -9999
CW_TEST | VEL3D-C,D | noise_amp_beam3 | PD574 | 0 | noise_amp_beam3_quantity_int16_counts | 0 | quantity | int16 |  |  |  | counts | -9999
CW_TEST | VEL3D-C,D | noise_correlation_beam1 | PD575 | 0 | noise_correlation_beam1_quantity_int16_1 | 0 | quantity | int16 |  |  |  | 1 | -9999
CW_TEST | VEL3D-C,D | noise_correlation_beam2 | PD576 | 0 | noise_correlation_beam2_quantity_int16_1 | 0 | quantity | int16 |  |  |  | 1 | -9999
CW_TEST | VEL3D-C,D | noise_correlation_beam3 | PD577 | 0 | noise_correlation_beam3_quantity_int16_1 | 0 | quantity | int16 |  |  |  | 1 | -9999
CW_TEST | OPTAA | record_length | PD583 | 0 | record_length_quantity_uint16_1 | 0 | quantity | uint16 |  |  |  | 1 | 65535 | Record Length |  |  |  |  | Number of bytes sent in the packet |  | ready for review
CW_TEST | OPTAA | packet_type | PD584 | 0 | packet_type_quantity_uint8_1 | 0 | quantity | uint8 |  |  |  | 1 | 255 | Packet Type |  |  |  |  | Used to distinguish ac-s versus Histar data packets. |  | ready for review
CW_TEST | OPTAA | meter_type | PD585 | 0 | meter_type_quantity_uint8_1 | 0 | quantity | uint8 |  |  |  | 1 | 255 | Meter Type |  |  |  |  | Meter type -- 53 indicates an ac-s |  | ready for review
CW_TEST | OPTAA | a_reference_dark_counts | PD586 | 0 | a_reference_dark_counts_quantity_uint16_counts | 0 | quantity | uint16 |  |  |  | counts | 65535 | A Reference, dark counts |  |  |  |  | A-channel reference dark counts, used for diagnostic purposes. |  | ready for review
CW_TEST | OPTAA | pressure_counts | PD587 | 0 | pressure_counts_quantity_uint16_counts | 0 | quantity | uint16 |  |  |  | counts | 65535 | Pressure, counts |  |  |  |  | Raw A/D counts from the pressure sensor |  | ready for review
CW_TEST | OPTAA | a_signal_dark_counts | PD588 | 0 | a_signal_dark_counts_quantity_uint16_counts | 0 | quantity | uint16 |  |  |  | counts | 65535 | A Signal, dark counts |  |  |  |  | A-signal reference dark counts, used for diagnostic purposes. |  | ready for review
CW_TEST | OPTAA | external_temp_raw | PD589 | 0 | external_temp_raw_quantity_uint16_counts | 0 | quantity | uint16 |  |  |  | counts | 65535 | External Temperature, raw |  |  |  |  | Temperature external to the instrument measured in counts. |  | ready for review
CW_TEST | OPTAA | internal_temp_raw | PD590 | 0 | internal_temp_raw_quantity_uint16_counts | 0 | quantity | uint16 |  |  |  | counts | 65535 | Internal Temperature, raw |  |  | OPTTEMP_L0 |  | Temperature internal to the instrument measured in counts. |  | ready for review
CW_TEST | OPTAA | c_reference_dark_counts | PD591 | 0 | c_reference_dark_counts_quantity_uint16_counts | 0 | quantity | uint16 |  |  |  | counts | 65535 | C Reference, dark counts |  |  |  |  | C-channel reference dark counts, used for diagnostic purposes. |  | ready for review
CW_TEST | OPTAA | c_signal_dark_counts | PD592 | 0 | c_signal_dark_counts_quantity_uint16_counts | 0 | quantity | uint16 |  |  |  | counts | 65535 | C Signal, dark counts |  |  |  |  | C-signal reference dark counts, used for diagnostic purposes. |  | ready for review
CW_TEST | OPTAA | elapsed_run_time | PD593 | 0 | elapsed_run_time_quantity_uint32_ms | 0 | quantity | uint32 |  |  |  | ms | 0 | Elapsed Run Time |  |  |  |  | Time is milliseconds since instrument was powered up |  | ready for review
CW_TEST | OPTAA | num_wavelengths | PD594 | 0 | num_wavelengths_quantity_uint8_1 | 0 | quantity | uint8 |  |  |  | 1 | 0 | Number of Wavelengths |  |  |  |  | Number of output wavelengths. |  | ready for review
CW_TEST | OPTAA | c_reference_counts | PD595 | 0 | c_reference_counts_array_quantity_uint16_counts | 0 | array<quantity> | uint16 |  |  |  | counts | 65535 | C Reference, counts |  |  | OPTCREF_L0 |  | Array of raw c-channel reference counts |  | ready for review
CW_TEST | OPTAA | a_reference_counts | PD596 | 0 | a_reference_counts_array_quantity_uint16_counts | 0 | array<quantity> | uint16 |  |  |  | counts | 65535 | A Reference, counts |  |  | OPTAREF_L0 |  | Array of raw a-channel reference counts |  | ready for review
CW_TEST | OPTAA | c_signal_counts | PD597 | 0 | c_signal_counts_array_quantity_uint16_counts | 0 | array<quantity> | uint16 |  |  |  | counts | 65535 | C Signal, counts |  |  | OPTCSIG_L0 |  | Array of raw c-channel signal counts |  | ready for review
CW_TEST | OPTAA | a_signal_counts | PD598 | 0 | a_signal_counts_array_quantity_uint16_counts_ | 0 | array<quantity> | uint16 |  |  |  | counts | 65535 | A Signal, counts |  |  | OPTASIG_L0 |  | Array of raw a-channel signal counts |  | ready for review
CW_TEST | OPTAA | firmware_version | PD599 | 0 | firmware_version_quantity_float32_1 | 0 | quantity | float32 |  |  |  | 1 | -9999 | Firmware Version |  |  |  |  | AC-Spectra Version |  | ready for review
CW_TEST | OPTAA | persistor_cf_serial_number | PD600 | 0 | persistor_cf_serial_number_quantity_uint16_1 | 0 | quantity | uint16 |  |  |  | 1 | 0 | Persistor, CF Card Serial Number |  |  |  |  | Persistor Compact Flash card serial number |  | ready for review
CW_TEST | OPTAA | persistor_bios_version | PD601 | 0 | persistor_bios_version_quantity_float32_1 | 0 | quantity | float32 |  |  |  | 1 | -9999 | Persistor, Bios Version |  |  |  |  | Persistor CF card installed BIOS version |  | ready for review
CW_TEST | OPTAA | persistor_picodos_version | PD602 | 0 | persistor_picodos_version_quantity_float32_1 | 0 | quantity | float32 |  |  |  | 1 | -9999 | Persistor, Picodos Version |  |  |  |  | Persistor CF card installed PicoDOS version |  | ready for review
SP_TEST | TMPSF | temperature | PD603 | 0 | temperature_array_quantity_float32_deg_C | 0 | array<quantity> | float32 |  |  |  | deg_C | -9999 | TMPSF Temperature array
SP_TEST | TMPSF | tmpsf_cal_coeffs | PD604 | 0 | tmpsf_cal_coeffs_array_quantity_float32_1 | 0 | array<quantity> | float32 |  |  |  | 1 | -9999 | TMPSF Calibration Coefficient array
CW_TEST | ADCP-PD0 | header_id | PD605 | 0 | header_id_quantity_uint8_1 | 0 | quantity | uint8 |  |  |  | 1 | 0 | [5 empty] | Stores the header identification byte ("7F")
CW_TEST | ADCP-PD0 | data_source_id | PD606 | 0 | data_source_id_quantity_uint8_1 | 0 | quantity | uint8 |  |  |  | 1 | 0 | [5 empty] | Stores the data source ID. Always "7F" for the Workhorse ADCP.
CW_TEST | ADCP-PD0 | num_bytes | PD607 | 0 | num_bytes_quantity_uint16_1 | 0 | quantity | uint16 |  |  |  | 1 | 0 | [5 empty] | Number of bytes in current ensemble up to, but not including, the 2 byte checksum.
CW_TEST | ADCP-PD0 | num_data_types | PD608 | 0 | num_data_types_quantity_uint16_1 | 0 | quantity | uint16 |  |  |  | 1 | 0 | [5 empty] | Number of data types selected for collection.
CW_TEST | ADCP-PD0 | offset_data_types | PD609 | 0 | offset_data_types_array_quantity_uint16_1 | 0 | array<quantity> | uint16 |  |  |  | 1 | 0 | [5 empty] | Internal memory address where the Workhorse ADCP stores the information for a data type. Adding 1 to this number gives the absolute binary byte number in the ensemble where the data type begins.
CW_TEST | ADCP-PD0 | fixed_leader_id | PD610 | 0 | fixed_leader_id_quantity_uint16_1 | 0 | quantity | uint16 |  |  |  | 1 | 0 | [5 empty] | Fixed leader ID ("00 00")
CW_TEST | ADCP-PD0 | firmware_version | PD611 | 0 | firmware_version_quantity_uint8_1 | 0 | quantity | uint8 |  |  |  | 1 | 0 | [5 empty] | Version number of current CPU firmware
CW_TEST | ADCP-PD0 | firmware_revision | PD612 | 0 | firmware_revision_quantity_uint8_1 | 0 | quantity | uint8 |  |  |  | 1 | 0 | [5 empty] | Revision number of current CPU firmware
CW_TEST | ADCP-PD0 | sysconfig_frequency | PD613 | 0 | sysconfig_frequency_quantity_uint16_kHz | 0 | quantity | uint16 |  |  |  | kHz | 0 | [5 empty] | Workhorse transducer frequency
CW_TEST | ADCP-PD0 | sysconfig_beam_pattern | PD614 | 0 | sysconfig_beam_pattern_category_int8_str_int8_1 | 0 | category<int8:str> | int8 | {0:'Concave',1:'Convex',-99:'empty'} |  |  | 1 | -99 | [5 empty] | Transducer head beam pattern
CW_TEST | ADCP-PD0 | sysconfig_sensor_config | PD615 | 0 | sysconfig_sensor_config_quantity_uint8_1 | 0 | quantity | uint8 |  |  |  | 1 | 0 | [5 empty] | Sensor configuration number (1, 2 or 3)
CW_TEST | ADCP-PD0 | sysconfig_head_attached | PD616 | 0 | sysconfig_head_attached_boolean_int8_1 | 0 | boolean | int8 |  |  |  | 1 | -99 | [5 empty] | Transducer head attached?
CW_TEST | ADCP-PD0 | sysconfig_vertical_orientation | PD617 | 0 | sysconfig_vertical_orientation_category_int8_str_int8_1 | 0 | category<int8:str> | int8 | {0:'Downward',1:'Upward',-99:'empty'} |  |  | 1 | -99 | [5 empty] | Vertically orient looking up?
CW_TEST | ADCP-PD0 | data_flag | PD618 | 0 | data_flag_quantity_uint8_1 | 0 | quantity | uint8 |  |  |  | 1 | 0 | [5 empty] | PD, Real or Sim flag. Always set to real data (0) by default.
CW_TEST | ADCP-PD0 | lag_length | PD619 | 0 | lag_length_quantity_uint8_s | 0 | quantity | uint8 |  |  |  | s | 0 | [5 empty] | Time between sound pulses.
CW_TEST | ADCP-PD0 | num_beams | PD620 | 0 | num_beams_quantity_uint8_1 | 0 | quantity | uint8 |  |  |  | 1 | 0 | [5 empty] | Number of beams used to calculate velocity data
CW_TEST | ADCP-PD0 | num_cells | PD621 | 0 | num_cells_quantity_uint8_1 | 0 | quantity | uint8 |  |  |  | 1 | 0 | [5 empty] | Contains the number of cells over which the ADCP collects data.
CW_TEST | ADCP-PD0 | pings_per_ensemble | PD622 | 0 | pings_per_ensemble_quantity_uint16_1 | 0 | quantity | uint16 |  |  |  | 1 | 0 | [5 empty] | Contains the number of pings averaged together during a data ensemble.
CW_TEST | ADCP-PD0 | depth_cell_length | PD623 | 0 | depth_cell_length_quantity_uint16_cm | 0 | quantity | uint16 |  |  |  | cm | 0 | [5 empty] | Contains the depth of one cell length
CW_TEST | ADCP-PD0 | blank_after_transmit | PD624 | 0 | blank_after_transmit_quantity_uint16_cm | 0 | quantity | uint16 |  |  |  | cm | 0 | [5 empty] | Contains the blanking distance used by the Workhorse ADCP to allow the transmit circuits time to recover before receive cycle begins.
CW_TEST | ADCP-PD0 | signal_processing_mode | PD625 | 0 | signal_processing_mode_quantity_uint8_1 | 0 | quantity | uint8 |  |  |  | 1 | 0 | [5 empty] | Signal Processing Mode. Always set to 1
CW_TEST | ADCP-PD0 | low_corr_threshold | PD626 | 0 | low_corr_threshold_quantity_uint8_counts | 0 | quantity | uint8 |  |  |  | counts | 0 | [5 empty] | Contains minimum threshold of correlation that water-profile data can have to be considered good.
CW_TEST | ADCP-PD0 | num_code_repetitions | PD627 | 0 | num_code_repetitions_quantity_uint8_counts | 0 | quantity | uint8 |  |  |  | counts | 0 | [5 empty] | Number of code repetitions in the transmit pulse
CW_TEST | ADCP-PD0 | percent_good_min | PD628 | 0 | percent_good_min_quantity_uint8_percent | 0 | quantity | uint8 |  |  |  | percent | 0 | [5 empty] | Minimum percentage of water profiling pings in an ensemble that must be good to output velocity data.
CW_TEST | ADCP-PD0 | error_vel_threshold | PD629 | 0 | error_vel_threshold_quantity_uint16_mm_s_1 | 0 | quantity | uint16 |  |  |  | mm s-1 | 0 | [5 empty] | Threshold value used to falg water-current data as good or bad.
CW_TEST | ADCP-PD0 | time_per_ping_minutes | PD630 | 0 | time_per_ping_minutes_quantity_uint8_min | 0 | quantity | uint8 |  |  |  | min | 0 | [5 empty] | Contains the amount of time, in minutes, between pings in an ensemble.
CW_TEST | ADCP-PD0 | time_per_ping_seconds | PD631 | 0 | time_per_ping_seconds_quantity_float32_s | 0 | quantity | float32 |  |  |  | s | -99 | [5 empty] | Contains the amount of time, in seconds, between pings in an ensemble.
CW_TEST | ADCP-PD0 | coord_transform_type | PD632 | 0 | coord_transform_type_quantity_uint8_1 | 0 | quantity | uint8 |  |  |  | 1 | 0 | [5 empty] | Coordinate Transformation type: 0 = None (Beam), 1 = Instrument, 2 = Ship, 3 = Earth.
CW_TEST | ADCP-PD0 | coord_transform_tilts | PD633 | 0 | coord_transform_tilts_boolean_boolean_1 | 0 | boolean | int8 |  |  |  | 1 | -99 | [5 empty] | Tilts used in Earth or Ship coordinated transformations?
CW_TEST | ADCP-PD0 | coord_transform_beams | PD634 | 0 | coord_transform_beams_boolean_boolean_1 | 0 | boolean | int8 |  |  |  | 1 | -99 | [5 empty] | 3-beam solution used if 1 beam is below correlation threshold?
CW_TEST | ADCP-PD0 | coord_transform_mapping | PD635 | 0 | coord_transform_mapping_boolean_boolean_1 | 0 | boolean | int8 |  |  |  | 1 | -99 | [5 empty] | Bin mapping used with tilts and coordinate transformations.
CW_TEST | ADCP-PD0 | heading_alignment | PD636 | 0 | heading_alignment_quantity_int16_deg | 0 | quantity | int16 |  |  |  | deg | -9999 | [5 empty] | Correction factor for physical heading misalignment
CW_TEST | ADCP-PD0 | heading_bias | PD637 | 0 | heading_bias_quantity_int16_deg | 0 | quantity | int16 |  |  |  | deg | -9999 | [5 empty] | Correction factor for electrical/magnetic heading bias (e.g. Magnetic declination).
CW_TEST | ADCP-PD0 | sensor_source_speed | PD638 | 0 | sensor_source_speed_boolean_boolean_1 | 0 | boolean | int8 |  |  |  | 1 | -99 | [5 empty] | Calculate speed of sound from depth, salinity and temperature?
CW_TEST | ADCP-PD0 | sensor_source_depth | PD639 | 0 | sensor_source_depth_boolean_boolean_1 | 0 | boolean | int8 |  |  |  | 1 | -99 | [5 empty] | Uses ED from depth sensor?
CW_TEST | ADCP-PD0 | sensor_source_heading | PD640 | 0 | sensor_source_heading_boolean_boolean_1 | 0 | boolean | int8 |  |  |  | 1 | -99 | [5 empty] | Uses EH from transducer heading?
CW_TEST | ADCP-PD0 | sensor_source_pitch | PD641 | 0 | sensor_source_pitch_boolean_boolean_1 | 0 | boolean | int8 |  |  |  | 1 | -99 | [5 empty] | Uses EP from transducer pitch sensor
CW_TEST | ADCP-PD0 | sensor_source_roll | PD642 | 0 | sensor_source_roll_boolean_boolean_1 | 0 | boolean | int8 |  |  |  | 1 | -99 | [5 empty] | Uses ER from transducer roll sensor
CW_TEST | ADCP-PD0 | sensor_source_conductivity | PD643 | 0 | sensor_source_conductivity_boolean_boolean_1 | 0 | boolean | int8 |  |  |  | 1 | -99 | [5 empty] | Uses ES (salinity) calculated from external conductivity sensor?
CW_TEST | ADCP-PD0 | sensor_source_temperature | PD644 | 0 | sensor_source_temperature_boolean_boolean_1 | 0 | boolean | int8 |  |  |  | 1 | -99 | [5 empty] | Uses ET from transducer temperature sensor?
CW_TEST | ADCP-PD0 | sensor_available_depth | PD645 | 0 | sensor_available_depth_boolean_boolean_1 | 0 | boolean | int8 |  |  |  | 1 | -99 | [5 empty] | Depth sensor installed?
CW_TEST | ADCP-PD0 | sensor_available_heading | PD646 | 0 | sensor_available_heading_boolean_boolean_1 | 0 | boolean | int8 |  |  |  | 1 | -99 | [5 empty] | heading sensor installed?
CW_TEST | ADCP-PD0 | sensor_available_pitch | PD647 | 0 | sensor_available_pitch_boolean_boolean_1 | 0 | boolean | int8 |  |  |  | 1 | -99 | [5 empty] | Pitch sensor installed?
CW_TEST | ADCP-PD0 | sensor_available_roll | PD648 | 0 | sensor_available_roll_boolean_boolean_1 | 0 | boolean | int8 |  |  |  | 1 | -99 | [5 empty] | Roll sensor installed?
CW_TEST | ADCP-PD0 | sensor_available_conductivity | PD649 | 0 | sensor_available_conductivity_boolean_boolean_1 | 0 | boolean | int8 |  |  |  | 1 | -99 | [5 empty] | Conductivity sensor installed?
CW_TEST | ADCP-PD0 | sensor_available_temperature | PD650 | 0 | sensor_available_temperature_boolean_boolean_1 | 0 | boolean | int8 |  |  |  | 1 | -99 | [5 empty] | Temperature sensor installed?
CW_TEST | ADCP-PD0 | bin_1_distance | PD651 | 0 | bin_1_distance_quantity_uint16_cm | 0 | quantity | uint16 |  |  |  | cm | 0 | [5 empty] | Distance to middle of first depth cell (bin 1).
CW_TEST | ADCP-PD0 | transmit_pulse_length | PD652 | 0 | transmit_pulse_length_quantity_uint16_cm | 0 | quantity | uint16 |  |  |  | cm | 0 | [5 empty] | Length of transmit pulse
CW_TEST | ADCP-PD0 | reference_layer_start | PD653 | 0 | reference_layer_start_quantity_uint8_1 | 0 | quantity | uint8 |  |  |  | 1 | 0 | [5 empty] | Starting depth cell used for water reference layer
CW_TEST | ADCP-PD0 | reference_layer_stop | PD654 | 0 | reference_layer_stop_quantity_uint8_1 | 0 | quantity | uint8 |  |  |  | 1 | 0 | [5 empty] | Ending depth cell used for water reference layer
CW_TEST | ADCP-PD0 | false_target_threshold | PD655 | 0 | false_target_threshold_quantity_uint8_counts | 0 | quantity | uint8 |  |  |  | counts | 0 | [5 empty] | Threshold value used to reject data received from false targets, usually fish. 255 disables.
CW_TEST | ADCP-PD0 | low_latency_trigger | PD656 | 0 | low_latency_trigger_boolean_int8_1 | 0 | boolean | int8 |  |  |  | 1 | -99 | [5 empty] | Enable low latency trigger? Default is 0.
CW_TEST | ADCP-PD0 | transmit_lag_distance | PD657 | 0 | transmit_lag_distance_quantity_uint16_cm | 0 | quantity | uint16 |  |  |  | cm | 0 | [5 empty] | Distance between pulse repetitions
CW_TEST | ADCP-PD0 | cpu_board_serial_number | PD658 | 0 | cpu_board_serial_number_quantity_uint64_1 | 0 | quantity | uint64 |  |  |  | 1 | 0 | [5 empty] | Serial number of the CPU board
CW_TEST | ADCP-PD0 | system_bandwidth | PD659 | 0 | system_bandwidth_quantity_uint8_1 | 0 | quantity | uint8 |  |  |  | 1 | 0 | [5 empty] | Sets profiling mode bandwidth (sampling) rate from wide (0) to narrow (1). Default is 0
CW_TEST | ADCP-PD0 | system_power | PD660 | 0 | system_power_quantity_uint8_1 | 0 | quantity | uint8 |  |  |  | 1 | 0 | [5 empty] | Allows transmit power to be set low (1) to high (255)
CW_TEST | ADCP-PD0 | serial_number | PD661 | 0 | serial_number_quantity_uint32_1 | 0 | quantity | uint32 |  |  |  | 1 | 0 | [5 empty] | Instrument serial number
CW_TEST | ADCP-PD0 | beam_angle | PD662 | 0 | beam_angle_quantity_uint8_deg | 0 | quantity | uint8 |  |  |  | deg | 0 | [5 empty] | Transducer head beam angle
CW_TEST | ADCP-PD0 | variable_leader_id | PD663 | 0 | variable_leader_id_quantity_uint16_1 | 0 | quantity | uint16 |  |  |  | 1 | 0 | [5 empty] | Variable leader packet id
CW_TEST | ADCP-PD0 | ensemble_number | PD664 | 0 | ensemble_number_quantity_uint16_1 | 0 | quantity | uint16 |  |  |  | 1 | 0 | [5 empty] | Sequential number of the ensemble to which the data applies
CW_TEST | ADCP-PD0 | ensemble_number_increment | PD666 | 0 | ensemble_number_increment_quantity_uint8_1 | 0 | quantity | uint8 |  |  |  | 1 | 0 | [5 empty] | Field increments each time the ensemble number rolls over at 65535.
CW_TEST | ADCP-PD0 | bit_result_demod_1 | PD667 | 0 | bit_result_demod_1_boolean_boolean_1 | 0 | boolean | int8 |  |  |  | 1 | -99 | [5 empty] | Built-in Test (BIT) functions, DEMOD 1 error
CW_TEST | ADCP-PD0 | bit_result_demod_2 | PD668 | 0 | bit_result_demod_2_boolean_boolean_1 | 0 | boolean | int8 |  |  |  | 1 | -99 | [5 empty] | Built-in Test (BIT) functions, DEMOD 2 error
CW_TEST | ADCP-PD0 | bit_result_timing | PD669 | 0 | bit_result_timing_boolean_boolean_1 | 0 | boolean | int8 |  |  |  | 1 | -99 | [5 empty] | Built-in Test (BIT) functions, timing card error
CW_TEST | ADCP-PD0 | speed_of_sound | PD670 | 0 | speed_of_sound_quantity_uint16_m_s_1 | 0 | quantity | uint16 |  |  |  | m s-1 | 0 | [5 empty] | Contains either manual or calculated speed of sound
CW_TEST | ADCP-PD0 | transducer_depth | PD671 | 0 | transducer_depth_quantity_uint16_dm | 0 | quantity | uint16 |  |  |  | dm | 0 | [5 empty] | Contains either the manual or measured depth of transducer below the water surface.
CW_TEST | ADCP-PD0 | heading | PD672 | 0 | heading_quantity_uint16_deg | 0 | quantity | uint16 |  |  |  | deg | 0 | [5 empty] | Contains either the manual or measured heading of the ADCP.
CW_TEST | ADCP-PD0 | pitch | PD673 | 0 | pitch_quantity_int16_deg | 0 | quantity | int16 |  |  |  | deg | -9999 | [5 empty] | Contains either the manual or measured pitch of the ADCP.
CW_TEST | ADCP-PD0 | roll | PD674 | 0 | roll_quantity_int16_deg | 0 | quantity | int16 |  |  |  | deg | -9999 | [5 empty] | Contains either the manual or measured roll of the ADCP.
CW_TEST | ADCP-PD0 | salinity | PD675 | 0 | salinity_quantity_uint16_1 | 0 | quantity | uint16 |  |  |  | 1 | 0 | [5 empty] | Contains either the manual or measured (calculated from external conductivity sensor) salinity at the transducer face.
CW_TEST | ADCP-PD0 | temperature | PD676 | 0 | temperature_quantity_int16_deg_C | 0 | quantity | int16 |  |  |  | deg_C | -9999 | [5 empty] | Contains either the manual or measured temperature at the transducer face.
CW_TEST | ADCP-PD0 | mpt_minutes | PD677 | 0 | mpt_minutes_quantity_uint8_min | 0 | quantity | uint8 |  |  |  | min | 0 | [5 empty] | Minimum pre-ping wait time (MPT) between ping groups in the ensemble in minutes
CW_TEST | ADCP-PD0 | mpt_seconds | PD678 | 0 | mpt_seconds_quantity_float32_s | 0 | quantity | float32 |  |  |  | s | -9999 | [5 empty] | Minimum pre-ping wait time (MPT) between ping groups in the ensemble in seconds
CW_TEST | ADCP-PD0 | heading_stdev | PD679 | 0 | heading_stdev_quantity_uint8_deg | 0 | quantity | uint8 |  |  |  | deg | 0 | [5 empty] | Standard deviation of the heading
CW_TEST | ADCP-PD0 | pitch_stdev | PD680 | 0 | pitch_stdev_quantity_uint8_deg | 0 | quantity | uint8 |  |  |  | deg | 0 | [5 empty] | Standard deviation of the pitch
CW_TEST | ADCP-PD0 | roll_stdev | PD681 | 0 | roll_stdev_quantity_uint8_deg | 0 | quantity | uint8 |  |  |  | deg | 0 | [5 empty] | Standard deviation of the roll
CW_TEST | ADCP-PD0 | adc_transmit_current | PD682 | 0 | adc_transmit_current_quantity_uint8_counts | 0 | quantity | uint8 |  |  |  | counts | 0 | [5 empty] | Contains outputs of the A/D converter located on DSP board. Measures the transmit current.
CW_TEST | ADCP-PD0 | adc_transmit_voltage | PD683 | 0 | adc_transmit_voltage_quantity_uint8_counts | 0 | quantity | uint8 |  |  |  | counts | 0 | [5 empty] | Contains outputs of the A/D converter located on DSP board. Measures the transmit voltage.
CW_TEST | ADCP-PD0 | adc_ambient_temp | PD684 | 0 | adc_ambient_temp_quantity_uint8_counts | 0 | quantity | uint8 |  |  |  | counts | 0 | [5 empty] | Contains outputs of the A/D converter located on DSP board. Measures the ambient temperature.
CW_TEST | ADCP-PD0 | adc_pressure_plus | PD685 | 0 | adc_pressure_plus_quantity_uint8_counts | 0 | quantity | uint8 |  |  |  | counts | 0 | [5 empty] | Contains outputs of the A/D converter located on DSP board. Measures the pressure+.
CW_TEST | ADCP-PD0 | adc_pressure_minus | PD686 | 0 | adc_pressure_minus_quantity_uint8_counts | 0 | quantity | uint8 |  |  |  | counts | 0 | [5 empty] | Contains outputs of the A/D converter located on DSP board. Measures the pressure-.
CW_TEST | ADCP-PD0 | adc_attitude_temp | PD687 | 0 | adc_attitude_temp_quantity_uint8_counts | 0 | quantity | uint8 |  |  |  | counts | 0 | [5 empty] | Contains outputs of the A/D converter located on DSP board. Measures the attitude temperature.
CW_TEST | ADCP-PD0 | adc_attitiude | PD688 | 0 | adc_attitiude_quantity_uint8_counts | 0 | quantity | uint8 |  |  |  | counts | 0 | [5 empty] | Contains outputs of the A/D converter located on DSP board. Measures the attitude.
CW_TEST | ADCP-PD0 | adc_contamination_sensor | PD689 | 0 | adc_contamination_sensor_quantity_uint8_counts | 0 | quantity | uint8 |  |  |  | counts | 0 | [5 empty] | Contains outputs of the A/D converter located on DSP board. Measure the contamination sensor.
CW_TEST | ADCP-PD0 | bus_error_exception | PD690 | 0 | bus_error_exception_boolean_int8_1 | 0 | boolean | int8 |  |  |  | 1 | -99 | [5 empty] | error status words, reset to 0 between each ensemble.
CW_TEST | ADCP-PD0 | address_error_exception | PD691 | 0 | address_error_exception_boolean_int8_1 | 0 | boolean | int8 |  |  |  | 1 | -99 | [5 empty] | error status words, reset to 0 between each ensemble.
CW_TEST | ADCP-PD0 | illegal_instruction_exception | PD692 | 0 | illegal_instruction_exception_boolean_int8_1 | 0 | boolean | int8 |  |  |  | 1 | -99 | [5 empty] | error status words, reset to 0 between each ensemble.
CW_TEST | ADCP-PD0 | zero_divide_instruction | PD693 | 0 | zero_divide_instruction_boolean_int8_1 | 0 | boolean | int8 |  |  |  | 1 | -99 | [5 empty] | error status words, reset to 0 between each ensemble.
CW_TEST | ADCP-PD0 | emulator_exception | PD694 | 0 | emulator_exception_boolean_int8_1 | 0 | boolean | int8 |  |  |  | 1 | -99 | [5 empty] | error status words, reset to 0 between each ensemble.
CW_TEST | ADCP-PD0 | unassigned_exception | PD695 | 0 | unassigned_exception_boolean_int8_1 | 0 | boolean | int8 |  |  |  | 1 | -99 | [5 empty] | error status words, reset to 0 between each ensemble.
CW_TEST | ADCP-PD0 | watchdog_restart_occurred | PD696 | 0 | watchdog_restart_occurred_boolean_int8_1 | 0 | boolean | int8 |  |  |  | 1 | -99 | [5 empty] | error status words, reset to 0 between each ensemble.
CW_TEST | ADCP-PD0 | battery_saver_power | PD697 | 0 | battery_saver_power_boolean_int8_1 | 0 | boolean | int8 |  |  |  | 1 | -99 | [5 empty] | error status words, reset to 0 between each ensemble.
CW_TEST | ADCP-PD0 | pinging | PD698 | 0 | pinging_boolean_int8_1 | 0 | boolean | int8 |  |  |  | 1 | -99 | [5 empty] | error status words, reset to 0 between each ensemble.
CW_TEST | ADCP-PD0 | cold_wakeup_occurred | PD699 | 0 | cold_wakeup_occurred_boolean_int8_1 | 0 | boolean | int8 |  |  |  | 1 | -99 | [5 empty] | error status words, reset to 0 between each ensemble.
CW_TEST | ADCP-PD0 | unknown_wakeup_occurred | PD700 | 0 | unknown_wakeup_occurred_boolean_int8_1 | 0 | boolean | int8 |  |  |  | 1 | -99 | [5 empty] | error status words, reset to 0 between each ensemble.
CW_TEST | ADCP-PD0 | clock_read_error | PD701 | 0 | clock_read_error_boolean_int8_1 | 0 | boolean | int8 |  |  |  | 1 | -99 | [5 empty] | error status words, reset to 0 between each ensemble.
CW_TEST | ADCP-PD0 | unexpected_alarm | PD702 | 0 | unexpected_alarm_boolean_int8_1 | 0 | boolean | int8 |  |  |  | 1 | -99 | [5 empty] | error status words, reset to 0 between each ensemble.
CW_TEST | ADCP-PD0 | clock_jump_forward | PD703 | 0 | clock_jump_forward_boolean_int8_1 | 0 | boolean | int8 |  |  |  | 1 | -99 | [5 empty] | error status words, reset to 0 between each ensemble.
CW_TEST | ADCP-PD0 | clock_jump_backward | PD704 | 0 | clock_jump_backward_boolean_int8_1 | 0 | boolean | int8 |  |  |  | 1 | -99 | [5 empty] | error status words, reset to 0 between each ensemble.
CW_TEST | ADCP-PD0 | power_fail | PD705 | 0 | power_fail_boolean_int8_1 | 0 | boolean | int8 |  |  |  | 1 | -99 | [5 empty] | error status words, reset to 0 between each ensemble.
CW_TEST | ADCP-PD0 | spurious_dsp_interrupt | PD706 | 0 | spurious_dsp_interrupt_boolean_int8_1 | 0 | boolean | int8 |  |  |  | 1 | -99 | [5 empty] | error status words, reset to 0 between each ensemble.
CW_TEST | ADCP-PD0 | spurious_uart_interrupt | PD707 | 0 | spurious_uart_interrupt_boolean_int8_1 | 0 | boolean | int8 |  |  |  | 1 | -99 | [5 empty] | error status words, reset to 0 between each ensemble.
CW_TEST | ADCP-PD0 | spurious_clock_interrupt | PD708 | 0 | spurious_clock_interrupt_boolean_int8_1 | 0 | boolean | int8 |  |  |  | 1 | -99 | [5 empty] | error status words, reset to 0 between each ensemble.
CW_TEST | ADCP-PD0 | level_7_interrupt | PD709 | 0 | level_7_interrupt_boolean_int8_1 | 0 | boolean | int8 |  |  |  | 1 | -99 | [5 empty] | error status words, reset to 0 between each ensemble.
CW_TEST | ADCP-PD0 | absolute_pressure | PD710 | 0 | absolute_pressure_quantity_uint32_daPa | 0 | quantity | uint32 |  |  |  | daPa | 0
CW_TEST | ADCP-PD0 | pressure_variance | PD711 | 0 | pressure_variance_quantity_uint32_daPa | 0 | quantity | uint32 |  |  |  | daPa | 0
CW_TEST | ADCP-PD0 | velocity_data_id | PD713 | 0 | velocity_data_id_quantity_uint16_1 | 0 | quantity | uint16 |  |  |  | 1 | 65535 | [5 empty] | Velocity data packet ID ("00 01")
CW_TEST | ADCP-PD0 | water_velocity_east | PD714 | 0 | water_velocity_east_array_quantity_int16_mm_s_1 | 0 | array<quantity> | int16 |  |  |  | mm s-1 | -32768 |  |  |  | VELPROF-VLE |  | Eastward sea water velocity (VELPROF-VLE)
CW_TEST | ADCP-PD0 | water_velocity_north | PD715 | 0 | water_velocity_north_array_quantity_int16_mm_s_1 | 0 | array<quantity> | int16 |  |  |  | mm s-1 | -32768 |  |  |  | VELPROF-VLN |  | Northward sea water velocity (VELPROF-VLN)
CW_TEST | ADCP-PD0 | water_velocity_up | PD716 | 0 | water_velocity_up_array_quantity_int16_mm_s_1 | 0 | array<quantity> | int16 |  |  |  | mm s-1 | -32768 |  |  |  | VELPROF-VLU |  | Upward sea water velocity (VELPROF-VLU)
CW_TEST | ADCP-PD0 | error_velocity | PD717 | 0 | error_velocity_array_quantity_int16_mm_s_1 | 0 | array<quantity> | int16 |  |  |  | mm s-1 | -32768 |  |  |  | VELPROF-EVL |  | Error velocity (VELPROF-EVL)
CW_TEST | ADCP-PD0 | correlation_magnitude_id | PD718 | 0 | correlation_magnitude_id_quantity_uint16_1 | 0 | quantity | uint16 |  |  |  | 1 | 65535 | [5 empty] | Correlation magnitude packet ID ("00 02")
CW_TEST | ADCP-PD0 | correlation_magnitude_beam1 | PD719 | 0 | correlation_magnitude_beam1_array_quantity_uint8_1 | 0 | array<quantity> | uint8 |  |  |  | 1 | 0 | [5 empty] | Magnitude of the normalized echo auto-correlation at the lag used for estimating the Doppler phase change. 0 represents bad correlation and 255 represents perfect correlation.
CW_TEST | ADCP-PD0 | correlation_magnitude_beam2 | PD720 | 0 | correlation_magnitude_beam2_array_quantity_uint8_1 | 0 | array<quantity> | uint8 |  |  |  | 1 | 0 | [5 empty] | Magnitude of the normalized echo auto-correlation at the lag used for estimating the Doppler phase change. 0 represents bad correlation and 255 represents perfect correlation.
CW_TEST | ADCP-PD0 | correlation_magnitude_beam3 | PD721 | 0 | correlation_magnitude_beam3_array_quantity_uint8_1 | 0 | array<quantity> | uint8 |  |  |  | 1 | 0 | [5 empty] | Magnitude of the normalized echo auto-correlation at the lag used for estimating the Doppler phase change. 0 represents bad correlation and 255 represents perfect correlation.
CW_TEST | ADCP-PD0 | correlation_magnitude_beam4 | PD722 | 0 | correlation_magnitude_beam4_array_quantity_uint8_1 | 0 | array<quantity> | uint8 |  |  |  | 1 | 0 | [5 empty] | Magnitude of the normalized echo auto-correlation at the lag used for estimating the Doppler phase change. 0 represents bad correlation and 255 represents perfect correlation.
CW_TEST | ADCP-PD0 | echo_intensity_id | PD723 | 0 | echo_intensity_id_quantity_uint16_1 | 0 | quantity | uint16 |  |  |  | 1 | 65535 | [5 empty] | Echo intensity packet ID ("00 03")
CW_TEST | ADCP-PD0 | echo_intesity_beam1 | PD724 | 0 | echo_intesity_beam1_array_quantity_uint8_counts | 0 | array<quantity> | uint8 |  |  |  | counts | 0 |  |  |  | ECHOINT-B1 |  | Accoustic return echo intensity. Nominally 0.45 dB per count. ECHOINT-B1
CW_TEST | ADCP-PD0 | echo_intesity_beam2 | PD725 | 0 | echo_intesity_beam2_array_quantity_uint8_counts | 0 | array<quantity> | uint8 |  |  |  | counts | 0 |  |  |  | ECHOINT-B2 |  | Accoustic return echo intensity. Nominally 0.45 dB per count. ECHOINT-B2
CW_TEST | ADCP-PD0 | echo_intesity_beam3 | PD726 | 0 | echo_intesity_beam3_array_quantity_uint8_counts | 0 | array<quantity> | uint8 |  |  |  | counts | 0 |  |  |  | ECHOINT-B3 |  | Accoustic return echo intensity. Nominally 0.45 dB per count. ECHOINT-B3
CW_TEST | ADCP-PD0 | echo_intesity_beam4 | PD727 | 0 | echo_intesity_beam4_array_quantity_uint8_counts | 0 | array<quantity> | uint8 |  |  |  | counts | 0 |  |  |  | ECHOINT-B4 |  | Accoustic return echo intensity. Nominally 0.45 dB per count. ECHOINT-B4
CW_TEST | ADCP-PD0 | percent_good_id | PD728 | 0 | percent_good_id_quantity_uint16_1 | 0 | quantity | uint16 |  |  |  | 1 | 65535 | [5 empty] | Percent-good packet ID ("00 04")
CW_TEST | ADCP-PD0 | percent_good_3beam | PD729 | 0 | percent_good_3beam_array_quantity_uint8_percent | 0 | array<quantity> | uint8 |  |  |  | percent | 0 |  |  |  | VELPROF-PCG |  | Percentage of good 3-beam solutions (successful velocity calculations using 3-beams). VELPROF-PCG
CW_TEST | ADCP-PD0 | percent_transforms_reject | PD730 | 0 | percent_transforms_reject_array_quantity_uint8_percent | 0 | array<quantity> | uint8 |  |  |  | percent | 0 | [5 empty] | Percentage of transformations rejected (error velocity that was higher than the WE-command setting)
CW_TEST | ADCP-PD0 | percent_bad_beams | PD731 | 0 | percent_bad_beams_array_quantity_uint8_percent | 0 | array<quantity> | uint8 |  |  |  | percent | 0 | [5 empty] | Percentage of velocity data rejected because not enough beams had good data.
CW_TEST | ADCP-PD0 | percent_good_4beam | PD732 | 0 | percent_good_4beam_array_quantity_uint8_percent | 0 | array<quantity> | uint8 |  |  |  | percent | 0 | [5 empty] | Percentage of velocity data collected during ensemble that were calculated with all 4 beams
CW_TEST | ADCP-PD0 | checksum | PD743 | 0 | checksum_quantity_uint16_1 | 0 | quantity | uint16 |  |  |  | 1 | 0 | [5 empty] | Contains a modulo 65535 checksum. Checksum is the calculated by summing all bytes in output buffer, excluding checksum
CW_TEST | ADCP-Waves | wave_header_id | PD744 | 0 | wave_header_id_quantity_uint16_1 | 0 | quantity | uint16 |  |  |  | 1 | 0 | [5 empty] | Stores the header identification byte ("7f79")
CW_TEST | ADCP-Waves | checksum_offset | PD745 | 0 | checksum_offset_quantity_uint16_1 | 0 | quantity | uint16 |  |  |  | 1 | 0 | [5 empty] | offset to checksum
CW_TEST | ADCP-Waves | offset_data_types | PD747 | 0 | offset_data_types_quantity_uint16_1 | 0 | quantity | uint16 |  |  |  | 1 | 0 | [5 empty] | Internal memory address where the Workhorse ADCP stores the information for a data type. Adding 1 to this number gives the absolute binary byte number in the ensemble where the data type begins.
CW_TEST | ADCP-Waves | first_leader_id | PD748 | 0 | first_leader_id_quantity_uint16_1 | 0 | quantity | uint16 |  |  |  | 1 | 0 | [5 empty] | First Leader packet id ("0103")
CW_TEST | ADCP-Waves | firmware_version | PD749 | 0 | firmware_version_quantity_uint16_1 | 0 | quantity | uint16 |  |  |  | 1 | 0 | [5 empty] | CPU firmware version and revision
CW_TEST | ADCP-Waves | configuration | PD750 | 0 | configuration_quantity_uint16_1 | 0 | quantity | uint16 |  |  |  | 1 | 0 | [5 empty] | Bitmap with system frequency and beam geometry
CW_TEST | ADCP-Waves | num_bins | PD751 | 0 | num_bins_quantity_uint16_1 | 0 | quantity | uint16 |  |  |  | 1 | 0 | [5 empty] | Number of depth cells (bins) in the profile
CW_TEST | ADCP-Waves | samples_per_burst | PD752 | 0 | samples_per_burst_quantity_uint16_1 | 0 | quantity | uint16 |  |  |  | 1 | 0 | [5 empty] | Number of wave samples per burst
CW_TEST | ADCP-Waves | bin_length | PD753 | 0 | bin_length_quantity_uint8_cm | 0 | quantity | uint8 |  |  |  | cm | 0 | [5 empty] | Depth cell size
CW_TEST | ADCP-Waves | time_between_pings | PD754 | 0 | time_between_pings_quantity_uint16_cs | 0 | quantity | uint16 |  |  |  | cs | 0 | [5 empty] | Time between wave samples
CW_TEST | ADCP-Waves | time_between_bursts | PD755 | 0 | time_between_bursts_quantity_uint16_s | 0 | quantity | uint16 |  |  |  | s | 0 | [5 empty] | Time between wave bursts
CW_TEST | ADCP-Waves | num_bins_out | PD757 | 0 | num_bins_out_quantity_uint8_1 | 0 | quantity | uint8 |  |  |  | 1 | 0 | [5 empty] | Number of depth cells to output
CW_TEST | ADCP-Waves | dws_bitmap | PD758 | 0 | dws_bitmap_array_quantity_uint8_1 | 0 | array<quantity> | uint8 |  |  |  | 1 | empty | [5 empty] | Bitmap of bins for directional wave spectra
CW_TEST | ADCP-Waves | velocity_bitmap | PD759 | 0 | velocity_bitmap_array_quantity_uint8_1 | 0 | array<quantity> | uint8 |  |  |  | 1 | empty | [5 empty] | Bitmap of bins for non-directional wave spectra
CW_TEST | ADCP-Waves | burst_start_time | PD760 | 0 | burst_start_time_quantity_float64_seconds_since_1900_01_01 | 0 | quantity | float64 |  |  |  | seconds since 1900-01-01 | -9999 | [5 empty] | Start time of burst sampling in seconds since Jan 01, 1900.
CW_TEST | ADCP-Waves | burst_number | PD761 | 0 | burst_number_quantity_uint32_1 | 0 | quantity | uint32 |  |  |  | 1 | 0 | [5 empty] | Sequential wave burst number
CW_TEST | ADCP-Waves | serial_number | PD762 | 0 | serial_number_quantity_uint64_1 | 0 | quantity | uint64 |  |  |  | 1 | 0 | [5 empty] | Instrument serial number
CW_TEST | ADCP-Waves | wave_ping_id | PD764 | 0 | wave_ping_id_quantity_uint16_1 | 0 | quantity | uint16 |  |  |  | 1 | 0 | [5 empty] | Wave pings packet ID ("0203")
CW_TEST | ADCP-Waves | sample_number | PD765 | 0 | sample_number_quantity_uint16_1 | 0 | quantity | uint16 |  |  |  | 1 | 0 | [5 empty] | Ping sample number
CW_TEST | ADCP-Waves | elapsed_time | PD766 | 0 | elapsed_time_quantity_uint32_cs | 0 | quantity | uint32 |  |  |  | cs | 0 | [5 empty] | Time since beginning of burst
CW_TEST | ADCP-Waves | pressure | PD767 | 0 | pressure_quantity_uint32_daPa | 0 | quantity | uint32 |  |  |  | daPa | 0 | [5 empty] | Measured pressure at the transducer face
CW_TEST | ADCP-Waves | distance_surface | PD768 | 0 | distance_surface_array_quantity_int32_mm | 0 | array<quantity> | int32 |  |  |  | mm | empty | [5 empty] | Distance to surface for the four beams
CW_TEST | ADCP-Waves | beam_radial_velocity | PD769 | 0 | beam_radial_velocity_array_quantity_int16_mm_s_1 | 0 | array<quantity> | int16 |  |  |  | mm s-1 | empty | [5 empty] | Beam radial velocity for selected bins
CW_TEST | ADCP-Waves | hpr_ping_id | PD770 | 0 | hpr_ping_id_quantity_uint16_1 | 0 | quantity | uint16 |  |  |  | 1 | 0 | [5 empty] | Heading, Pitch and Roll (HPR) Ping packet id ("0403")
CW_TEST | ADCP-Waves | heading | PD771 | 0 | heading_quantity_uint16_cdegree | 0 | quantity | uint16 |  |  |  | cdegree | 65535 | [5 empty] | Instrument heading
CW_TEST | ADCP-Waves | pitch | PD772 | 0 | pitch_quantity_int16_cdegree | 0 | quantity | int16 |  |  |  | cdegree | -32768 | [5 empty] | Instrument pitch
CW_TEST | ADCP-Waves | roll | PD773 | 0 | roll_quantity_int16_cdegree | 0 | quantity | int16 |  |  |  | cdegree | -32768 | [5 empty] | Instrument roll
CW_TEST | ADCP-Waves | last_leader_id | PD774 | 0 | last_leader_id_quantity_uint16_1 | 0 | quantity | uint16 |  |  |  | 1 | 0 | [5 empty] | Last leader packet ID ("0303")
CW_TEST | ADCP-Waves | avg_depth | PD775 | 0 | avg_depth_quantity_uint16_dm | 0 | quantity | uint16 |  |  |  | dm | 65535 | [5 empty] | Average instrument depth for wave burst
CW_TEST | ADCP-Waves | avg_speed_of_sound | PD776 | 0 | avg_speed_of_sound_quantity_uint16_m_s_1 | 0 | quantity | uint16 |  |  |  | m s-1 | 65535 | [5 empty] | Average speed of sound
CW_TEST | ADCP-Waves | avg_temperature | PD777 | 0 | avg_temperature_quantity_uint16_cdeg_C | 0 | quantity | uint16 |  |  |  | cdeg_C | 65535 | [5 empty] | Average temperature
CW_TEST | ADCP-Waves | avg_heading | PD778 | 0 | avg_heading_quantity_uint16_cdegree | 0 | quantity | uint16 |  |  |  | cdegree | 65535 | [5 empty] | Average instrument heading
CW_TEST | ADCP-Waves | stdev_heading | PD779 | 0 | stdev_heading_quantity_int16_cdegree | 0 | quantity | int16 |  |  |  | cdegree | -32768 | [5 empty] | Standard deviation of the heading
CW_TEST | ADCP-Waves | avg_pitch | PD780 | 0 | avg_pitch_quantity_int16_cdegree | 0 | quantity | int16 |  |  |  | cdegree | -32768 | [5 empty] | Average instrument pitch
CW_TEST | ADCP-Waves | stdev_pitch | PD781 | 0 | stdev_pitch_quantity_int16_cdegree | 0 | quantity | int16 |  |  |  | cdegree | -32768 | [5 empty] | Standard deviation of pitch
CW_TEST | ADCP-Waves | avg_roll | PD782 | 0 | avg_roll_quantity_int16_cdegree | 0 | quantity | int16 |  |  |  | cdegree | -32768 | [5 empty] | Average instrument roll
CW_TEST | ADCP-Waves | stdev_roll | PD783 | 0 | stdev_roll_quantity_int16_cdegree | 0 | quantity | int16 |  |  |  | cdegree | -32768 | [5 empty] | Standard deviation of roll
CW_TEST | ADCP-PD12 | pd12_packet_id | PD784 | 0 | pd12_packet_id_quantity_uint16_1 | 0 | quantity | uint16 |  |  |  | 1 | 0 | [5 empty] | PD12 ensemble packet id ("7f6e")
CW_TEST | ADCP-PD12 | ensemble_timestamp | PD785 | 0 | ensemble_timestamp_quantity_float64_seconds_since_1900_01_01 | 0 | quantity | float64 |  |  |  | seconds since 1900-01-01 | -9999 | [5 empty] | Ensemble start time in seconds since Jan 01, 1900.
CW_TEST | ADCP-PD12 | temperature | PD786 | 0 | temperature_quantity_int16_cdeg_C | 0 | quantity | int16 |  |  |  | cdeg_C | -32768 | [5 empty] | Contains either the manual or measured temperature at the transducer face.
CW_TEST | ADCP-PD12 | velocity_po_error_flag | PD788 | 0 | velocity_po_error_flag_boolean_int8_1 | 0 | boolean | int8 |  |  |  | 1 | -99 | [5 empty] | Selected velocity componets to be output in PD12 data, dependent on EX settings. Error velocity.
CW_TEST | ADCP-PD12 | velocity_po_up_flag | PD789 | 0 | velocity_po_up_flag_boolean_int8_1 | 0 | boolean | int8 |  |  |  | 1 | -99 | [5 empty] | Selected velocity componets to be output in PD12 data, dependent on EX settings. Upward velocity.
CW_TEST | ADCP-PD12 | velocity_po_north_flag | PD790 | 0 | velocity_po_north_flag_boolean_int8_1 | 0 | boolean | int8 |  |  |  | 1 | -99 | [5 empty] | Selected velocity componets to be output in PD12 data, dependent on EX settings. North velocity.
CW_TEST | ADCP-PD12 | velocity_po_east_flag | PD791 | 0 | velocity_po_east_flag_boolean_int8_1 | 0 | boolean | int8 |  |  |  | 1 | -99 | [5 empty] | Selected velocity componets to be output in PD12 data, dependent on EX settings. Eastward velocity.
CW_TEST | ADCP-PD12 | increment_bin | PD792 | 0 | increment_bin_quantity_uint8_1 | 0 | quantity | uint8 |  |  |  | 1 | 255 | [5 empty] | Bin selection for PD12 data output. Beginning with start_bin, every increment_bin will be output until num_bins total have been output.
CW_TEST | ADCP-PD12 | start_bin | PD793 | 0 | start_bin_quantity_uint8_1 | 0 | quantity | uint8 |  |  |  | 1 | 255 | [5 empty] | Bin selection for PD12 data output. Beginning with start_bin, every increment_bin will be output until num_bins total have been output.
CW_TEST | ADCP-PD12 | num_bins | PD794 | 0 | num_bins_quantity_uint8_1 | 0 | quantity | uint8 |  |  |  | 1 | 255 | [5 empty] | Bin selection for PD12 data output. Beginning with start_bin, every increment_bin will be output until num_bins total have been output.
CW_TEST | ADCP-CompCal | fluxgate_calibration_timestamp | PD795 | 0 | fluxgate_calibration_timestamp_quantity_float64_seconds_since_1900_01_01 | 0 | quantity | float64 |  |  |  | seconds since 1900-01-01 | -9999 | [5 empty] | Fluxgate calibration date and time stamp in seconds since Jan 01, 1900
CW_TEST | ADCP-CompCal | s_inverse_bx | PD796 | 0 | s_inverse_bx_quantity_float32_1 | 0 | quantity | float32 |  |  |  | 1 | -9999 | [5 empty] | Active fluxgate S inverse calibration matrices: Bx
CW_TEST | ADCP-CompCal | s_inverse_by | PD797 | 0 | s_inverse_by_quantity_float32_1 | 0 | quantity | float32 |  |  |  | 1 | -9999 | [5 empty] | Active fluxgate S inverse calibration matrices: By
CW_TEST | ADCP-CompCal | s_inverse_bz | PD798 | 0 | s_inverse_bz_quantity_float32_1 | 0 | quantity | float32 |  |  |  | 1 | -9999 | [5 empty] | Active fluxgate S inverse calibration matrices: Bz
CW_TEST | ADCP-CompCal | s_inverse_err | PD799 | 0 | s_inverse_err_quantity_float32_1 | 0 | quantity | float32 |  |  |  | 1 | -9999 | [5 empty] | Active fluxgate S inverse calibration matrices: Error
CW_TEST | ADCP-CompCal | coil_offset | PD800 | 0 | coil_offset_quantity_float32_1 | 0 | quantity | float32 |  |  |  | 1 | -9999 | [5 empty] | Active fluxgate coil offset calibration matrix
CW_TEST | ADCP-CompCal | electrical_null | PD801 | 0 | electrical_null_quantity_float32_1 | 0 | quantity | float32 |  |  |  | 1 | -9999 | [5 empty] | Active fluxgate electrical null calibration value
CW_TEST | ADCP-CompCal | tilt_calibration_timestamp | PD802 | 0 | tilt_calibration_timestamp_quantity_float64_seconds_since_1900_01_01 | 0 | quantity | float64 |  |  |  | seconds since 1900-01-01 | -9999 | [5 empty] | Tilt calibration date and time stamp in seconds since Jan 01, 1900
CW_TEST | ADCP-CompCal | roll_up_down | PD803 | 0 | roll_up_down_quantity_float32_1 | 0 | quantity | float32 |  |  |  | 1 | -9999 | [5 empty] | Tilt calibration matrices: Up
CW_TEST | ADCP-CompCal | pitch_up_down | PD804 | 0 | pitch_up_down_quantity_float32_1 | 0 | quantity | float32 |  |  |  | 1 | -9999 | [5 empty] | Tilt calibration matrices: Down
CW_TEST | ADCP-CompCal | offset_up_down | PD805 | 0 | offset_up_down_quantity_float32_1 | 0 | quantity | float32 |  |  |  | 1 | -9999 | [5 empty] | Tilt calibration matrices: Offset
CW_TEST | ADCP-CompCal | tilt_null | PD806 | 0 | tilt_null_quantity_float32_1 | 0 | quantity | float32 |  |  |  | 1 | -9999 | [5 empty] | Tilt calibration null value
CW_TEST | ADCP-SysConfig | transducer_frequency | PD807 | 0 | transducer_frequency_quantity_uint32_Hz | 0 | quantity | uint32 |  |  |  | Hz | 65535 | [5 empty] | Transducer head frequency
CW_TEST | ADCP-SysConfig | configuration | PD808 | 0 | configuration_array_quantity_str_1 | 0 | array<quantity> | str |  |  |  | 1 | empty | [5 empty] | Transducer configuration
CW_TEST | ADCP-SysConfig | match_layer | PD809 | 0 | match_layer_array_quantity_str_1 | 0 | array<quantity> | str |  |  |  | 1 | empty
CW_TEST | ADCP-SysConfig | beam_angle | PD810 | 0 | beam_angle_quantity_uint8_degree | 0 | quantity | uint8 |  |  |  | degree | 255 | [5 empty] | Transducer beam angles
CW_TEST | ADCP-SysConfig | beam_pattern | PD811 | 0 | beam_pattern_array_quantity_str_1 | 0 | array<quantity> | str |  |  |  | 1 | empty | [5 empty] | Transducer beams convex or concave?
CW_TEST | ADCP-SysConfig | orientation | PD812 | 0 | orientation_array_quantity_str_1 | 0 | array<quantity> | str |  |  |  | 1 | empty | [5 empty] | Which way is the unit oriented (up versus down)?
CW_TEST | ADCP-SysConfig | sensors | PD813 | 0 | sensors_array_quantity_str_1 | 0 | array<quantity> | str |  |  |  | 1 | empty | [5 empty] | What sensors are installed on the unit
CW_TEST | ADCP-SysConfig | pressure_coeff_c3 | PD814 | 0 | pressure_coeff_c3_quantity_float32_1 | 0 | quantity | float32 |  |  |  | 1 | -9999 | [5 empty] | Pressure sensor (if installed) coefficients: C3
CW_TEST | ADCP-SysConfig | pressure_coeff_c2 | PD815 | 0 | pressure_coeff_c2_quantity_float32_1 | 0 | quantity | float32 |  |  |  | 1 | -9999 | [5 empty] | Pressure sensor (if installed) coefficients: C2
CW_TEST | ADCP-SysConfig | pressure_coeff_c1 | PD816 | 0 | pressure_coeff_c1_quantity_float32_1 | 0 | quantity | float32 |  |  |  | 1 | -9999 | [5 empty] | Pressure sensor (if installed) coefficients: C1
CW_TEST | ADCP-SysConfig | pressure_coeff_offset | PD817 | 0 | pressure_coeff_offset_quantity_float32_1 | 0 | quantity | float32 |  |  |  | 1 | -9999 | [5 empty] | Pressure sensor (if installed) coefficients: Offset
CW_TEST | ADCP-SysConfig | temperature_sensor_offset | PD818 | 0 | temperature_sensor_offset_quantity_float32_deg_C | 0 | quantity | float32 |  |  |  | deg_C | -9999 | [5 empty] | Temperature sensor offset
CW_TEST | ADCP-SysConfig | cpu_firmware | PD819 | 0 | cpu_firmware_array_quantity_str_1 | 0 | array<quantity> | str |  |  |  | 1 | empty | [5 empty] | CPU board firmware
CW_TEST | ADCP-SysConfig | boot_code_required | PD820 | 0 | boot_code_required_array_quantity_str_1 | 0 | array<quantity> | str |  |  |  | 1 | empty | [5 empty] | Required boot code
CW_TEST | ADCP-SysConfig | boot_code_actual | PD821 | 0 | boot_code_actual_array_quantity_str_1 | 0 | array<quantity> | str |  |  |  | 1 | empty | [5 empty] | Installed boot code
CW_TEST | ADCP-SysConfig | demod_1_version | PD822 | 0 | demod_1_version_array_quantity_str_1 | 0 | array<quantity> | str |  |  |  | 1 | empty | [5 empty] | DEMOD #1 version
CW_TEST | ADCP-SysConfig | demod_1_type | PD823 | 0 | demod_1_type_array_quantity_str_1 | 0 | array<quantity> | str |  |  |  | 1 | empty | [5 empty] | DEMOD #1 type
CW_TEST | ADCP-SysConfig | demod_2_version | PD824 | 0 | demod_2_version_array_quantity_str_1 | 0 | array<quantity> | str |  |  |  | 1 | empty | [5 empty] | DEMOD #2 version
CW_TEST | ADCP-SysConfig | demod_2_type | PD825 | 0 | demod_2_type_array_quantity_str_1 | 0 | array<quantity> | str |  |  |  | 1 | empty | [5 empty] | DEMOD #2 type
CW_TEST | ADCP-SysConfig | power_timing_version | PD826 | 0 | power_timing_version_array_quantity_str_1 | 0 | array<quantity> | str |  |  |  | 1 | empty | [5 empty] | PWRTMNG version
CW_TEST | ADCP-SysConfig | power_timing_type | PD827 | 0 | power_timing_type_array_quantity_str_1 | 0 | array<quantity> | str |  |  |  | 1 | empty | [5 empty] | PWRTMNG type
CW_TEST | ADCP-SysConfig | board_serial_numbers | PD828 | 0 | board_serial_numbers_array_quantity_str_1 | 0 | array<quantity> | str |  |  |  | 1 | empty | [5 empty] | Board serial number data
CW_TEST | Nortek Generic Data Structures | date_time_array | PD829 | 0 | date_time_array_array_quantity_int8_1 | 0 | array<quantity> | int8 |  |  |  | 1 | empty | [5 empty] | Array of date and time values returned by instrument in response to RC command
CW_TEST | Nortek Generic Data Structures | date_time_stamp | PD830 | 0 | date_time_stamp_quantity_float64_seconds_since_1900_01_01 | 0 | quantity | float64 |  |  |  | seconds since 1900-01-01 | -9999 | [5 empty] | Instrument time in elapsed seconds since Jan 01, 1900
CW_TEST | Nortek Generic Data Structures | battery_voltage | PD831 | 0 | battery_voltage_quantity_int32_mV | 0 | quantity | int32 |  |  |  | mV | -9999 | [5 empty] | Instrument battery voltage returned in mV
CW_TEST | Nortek Generic Data Structures | identification_string | PD832 | 0 | identification_string_array_quantity_str_1 | 0 | array<quantity> | str |  |  |  | 1 | empty | [5 empty] | Instrument identification string
ALPHA_SYS | PRESF | absolute_pressure_burst | PD833 | 0 | absolute_pressure_burst_array_quantity_float32_psi | 0 | array<quantity> | float32 |  |  |  | psi | -9999 | Absolute Pressure |  |  | SFLPRES_L0 |  | The OOI Level 0 Seafloor Pressure core data product, which is created by either polling the SBE-26plus (PRESF) family of instruments (in real-time mode) for ASCII text formated psia (absolute pressure) data, or (post-recovery) by converting raw hexadecimal absolute pressure data into decimal format. Absolute pressure is the combined atmospheric and water column pressure. Note, the L1 SFLPRES data product in dbar is computed from the L0 by applying a scaling factor.
ALPHA_SYS | PRESF | seafloor_pressure_burst | PD834 | 0 | seafloor_pressure_burst_array_quantity_float32_dbar | 0 | array<quantity> | float32 |  |  |  | dbar | -9999 | Total Seafloor Pressure | sea_water_pressure_at_sea_floor | Seawater Pressure at the Seafloor | SFLPRES_L1 |  | The OOI Level 1 Seafloor Pressure core data product, in dbar, is computed from the L0 by applying a scaling factor.
SP_TEST | CTDBP | oxy_calphase | PD835 | 0 | oxy_calphase_quantity_int32_counts | 0 | quantity | int32 |  |  |  | counts | -9999 | Calibrated phase
SP_TEST | CTDBP | oxy_temp | PD836 | 0 | oxy_temp_quantity_int32_counts | 0 | quantity | int32 |  |  |  | counts | -9999 | DOSTA Temperature
SP_TEST | BOTPT | sensor_id | PD837 | 0 | sensor_id_constant_str_S6_1 | 0 | constant<str> | S6 |  |  |  | 1
SP_TEST | BOTPT | time_sync_flag | PD838 | 0 | time_sync_flag_category_int8_str_int8_1 | 0 | category<int8:str> | int8 | {0:'V',1:'P',-99:'empty'} |  |  | 1
SP_TEST | BOTPT | lily_x_tilt | PD839 | 0 | lily_x_tilt_quantity_float32_µrad | 0 | quantity | float32 |  |  |  | µrad |  |  |  |  | BOTTILT-XTILT
SP_TEST | BOTPT | lily_y_tilt | PD840 | 0 | lily_y_tilt_quantity_float32_µrad | 0 | quantity | float32 |  |  |  | µrad |  |  |  |  | BOTTILT-YTILT
SP_TEST | BOTPT | compass_direction | PD841 | 0 | compass_direction_quantity_float32_degrees | 0 | quantity | float32 |  |  |  | degrees |  |  |  |  | BOTTILT-SCMP
SP_TEST | BOTPT | supply_voltage | PD842 | 0 | supply_voltage_quantity_float32_V | 0 | quantity | float32 |  |  |  | V |  |  |  |  | TLTVOLT
SP_TEST | BOTPT | press_trans_temp | PD843 | 0 | press_trans_temp_quantity_float64_deg_C | 0 | quantity | float64 |  |  |  | deg_C |  | Nano-resolution Pressure Transducer Temperature |  |  | NPTTEMP |  | The auxiliary data product Nano-resolution Pressure Transducer Temperature (NPTTEMP) is the temperature in °C internal to the Paroscientific Digiquartz Pressure Transducer (Model 42.4K-265) and used for onboard temperature-compensation of the pressure measurements produced by the BOTPT instrument.
SP_TEST | BOTPT | heat_x_tilt | PD844 | 0 | heat_x_tilt_quantity_int16_degrees | 0 | quantity | int16 |  |  |  | degrees |  |  |  |  | CRTTILT-XTILT
SP_TEST | BOTPT | heat_y_tilt | PD845 | 0 | heat_y_tilt_quantity_int16_degrees | 0 | quantity | int16 |  |  |  | degrees |  |  |  |  | CRTTILT-YTILT
SP_TEST | BOTPT | iris_x_tilt | PD846 | 0 | iris_x_tilt_quantity_float32_degrees | 0 | quantity | float32 |  |  |  | degrees |  |  |  |  | LRTTILT-XTILT
SP_TEST | BOTPT | iris_y_tilt | PD847 | 0 | iris_y_tilt_quantity_float32_degrees | 0 | quantity | float32 |  |  |  | degrees |  |  |  |  | LRTTILT-YTILT
SP_TEST | BOTPT | bottom_pressure | PD848 | 0 | bottom_pressure_quantity_float32_psi | 0 | quantity | float32 |  |  |  | psi | -9999 | Nano-resolution Bottom Pressure |  |  | BOTPRES_L1 |  | The OOI Level 1 Nano-resolution Bottom Pressure (BOTPRES) core data product is produced by the BOTPT instrument class. The data for this core data product is derived directly from the output of an onboard Paroscientific Digiquartz Pressure Transducer (Model 42.4K-265) enabled for nanoresolution pressure measurements through pairing with a Paroscientific Intelligent Interface Board.
SP_TEST | BOTPT | lily_temp | PD849 | 0 | lily_temp_quantity_float32_deg_C | 0 | quantity | float32 |  |  |  | deg_C |  |  |  |  | TLTTEMP
SP_TEST | BOTPT | iris_temp | PD850 | 0 | iris_temp_quantity_float32_deg_C | 0 | quantity | float32 |  |  |  | deg_C |  |  |  |  | LRTTEMP
SP_TEST | BOTPT | heat_temp | PD851 | 0 | heat_temp_quantity_int16_deg_C | 0 | quantity | int16 |  |  |  | deg_C |  |  |  |  | CRTTEMP
SP_TEST | BOTPT | seafloor_tilt_magnitude | PD852 | 0 | seafloor_tilt_magnitude_quantity_float32_µrad | 0 | quantity | float32 |  |  |  | µrad | -9999 | Seafloor Tilt Magnitude |  | Seafloor Tilt Magnitude | BOTTILT-TMAG |  | The OOI Level 1 Seafloor High-Resolution Tilt (BOTTILT) core data product is produced by the BOTPT instrument class. The
SP_TEST | BOTPT | seafloor_tilt_direction | PD853 | 0 | seafloor_tilt_direction_quantity_float32_degrees | 0 | quantity | float32 |  |  |  | degrees | -9999 | Seafloor Tilt Direction |  | Seafloor Tilt Direction | BOTTILT-TDIR
LC_TEST |  | TEMPWAT_L1 | PD854 |  |  |  | function | float64 |  | PFID1 | {'T': 'TEMPWAT_L0'} | deg_C | -9999
LC_TEST |  | CONDWAT_L1 | PD855 |  |  |  | function | float64 |  | PFID2 | {'C':'CONDWAT_L0'} |  | -9999
LC_TEST |  | PRESWAT_L1 | PD856 |  |  |  | function | float64 |  | PFID3 | {'P': 'PRESWAT_L0', 'p_range': 679.34040721} |  | -9999
LC_TEST |  | TEMPWAT_L0 | PD857 |  |  |  | quantity | float64 |  |  |  | deg_C | -9999
LC_TEST |  | CONDWAT_L0 | PD858 |  |  |  | quantity | float64 |  |  |  |  | -9999
LC_TEST |  | PRESWAT_L0 | PD859 |  |  |  | quantity | float64 |  |  |  |  | -9999
Note on K2: So can we not separate Unit of Measure from the other columns that make up the HID? -spearce
Note on H22: Changed to array<> because the exact usage is still undetermined, so constraining allowable values is not appropriate at this time - per conversation with Bill F. -blaze3399
Note on J21: Added 3:'time' to code_set as per discussion with Bill F -blaze3399

## ParameterFunctions
Scenario | ID | HID | Name | Instrument Class | Instrument Series | Function Type | Function | Owner | Args | Kwargs | Description | SKIP
DOC | Unique Identifier | Human readable Unique Identifier Name + _ + InstCls + _ + InstSer | Cannonical Name for the Function |  |  | NumexprFunction or PythonFunction | for NumexprFunction: A string algorithm containing #'s, operators, and variables. Variables must be in the associated Parameter Map for PythonFunction: The string name of the function contained in Owner | ONLY FOR PythonFunction The package/module that contains the function | The list of arguments to feed into the function. These must be available keys in the associated Parameter Map. | ONLY FOR PythonFunction A dictionary of keyword arguments to feed into the function NOT YET SUPPORTED
LC_TEST | PFID1 | TEMPWAT_L1_CTDMO_ | TEMPWAT_L1 | CTDMO |  | NumexprFunction | (T / 10000) - 10 |  | ['T']
LC_TEST | PFID2 |  | CONDWAT_L1 | CTDMO |  | NumexprFunction | (C / 100000) - 0.5 |  | ['C']
LC_TEST | PFID3 |  | PRESWAT_L1 | CTDMO |  | NumexprFunction | (P * p_range / (0.85 * 65536)) - (0.05 * p_range) |  | ['P', 'p_range']

## ParameterDefs_OLD
Scenario | confluence | Name | Parameter Type | Unit of Measure | Fill Value | Axis | Attributes | Index Key | Ion Name | Standard name | Long Name | OOI Short Name | CDM Data Type | Variable Reports | References List | Code Reports | Description
STOP! | THIS SHEET IS NO LONGER USED BY PRELOAD
DOC |  | ?? Need a definition here ?? |  | From UDUNITS vocabulary | Please ensure that the fill_value is NOT a valid value for the parameter. For example, 0 is typically a very poor fill_value since it is usually valid (i.e. for temp, lat, lon, pressure, salinity, etc) |  |  |  | The expected display name for R2.1 and beyond. Will be a required field in R2.1 and beyond. May not be used in 2.0 | The CF standard name for this parameter: http://cf-pcmdi.llnl.gov/documents/cf-standard-names/standard-name-table/20/cf-standard-name-table.html | OOI documentation long name for L0 | OOI documentation short name (abbreviation) for L0 |  |  |  |  | A human-readable description of the parameter.
DOC:Definition |  | System internal name of the parameter. By service convention, there are NO two resources with the same name. Calling create with an existing name with override the content of the existing name resource | Member of the code set ParameterType | <- New Column for Value Encoding | A value used to represent missing or undefined data. | Represents the dimension that the param correlates to | Label value pairs for additional custom attributes, especially those provided by external providers. |  |  | (Rename: CF Standard Name) | (Rename: CF Long Name) Long Descriptive Name which may for example for labeling plots. |  |  | To Be Removed | List of URLS to parameter documentation | To Be Removed, NEW COLUMN-> IOOS::CATEGORY | A human-readable description of the parameter.
DOC:Namespace |  | ION::Name | ION::ParameterType | ION::Unit of Measure |  | NA (Will be moved) | NA (Will be moved) | NA (Will be removed) | ION::Display Name (May be removed) | CF::Standard Name | CF::Long Name | OOI::Data Product Identifier | NetCDF::Thredds Data Type (Probably will be removed due to being a derived datatype) | To Be Removed | ION::Reference URLS | To Be Removed | ION::Description
DOC:Vocabulary | [9 empty] | http://cf-pcmdi.llnl.gov/documents/cf-standard-names/standard-name-table/20/cf-standard-name-table.html
BASE |  | conductivity | float32 | S m-1 | -9999 |  |  |  | Conductivity | sea_water_electrical_conductivity | Conductivity | CONDWAT | float |  |  |  | The OOI Level 1 Conductivity data product is computed by converting raw hexadecimal conductivity data from the conductivity, temperature and depth (CTD) family of instruments into Siemens/meter.
BASE |  | pressure | float32 | dbar | -9999 |  |  |  | Pressure | sea_water_pressure | Pressure (Depth) | PRESWAT | float |  |  |  | The OOI Level 1 Pressure (Depth) core data product is computed by converting raw hexadecimal pressure data from the conductivity, temperature and depth (CTD) family of instruments into decibars.
BASE |  | salinity | float32 |  | -9999 |  |  |  | Salinity | sea_water_practical_salinity | Practical Salinity | PRACSAL | float |  |  |  | The OOI Level 2 Salinity core data product is computed using the TEOS-10 equations for practical salinity with data from the conductivity, temperature, and depth (CTD) family of instruments.
BASE |  | density | float32 | kg m-3 | -9999 |  |  |  | Density | sea_water_pressure | Density | DENSITY | float |  |  |  | The OOI Level 2 Density core data product is computed using the TEOS-10 equations with data from the conductivity, temperature and depth (CTD) family of instruments.
BASE |  | temp | float32 | C | -9999 |  |  |  | Temperature | sea_water_temperature | Water temperature | TEMPWAT | float |  |  |  | The OOI Level 1 Pressure (Depth) core data product is computed by converting raw hexadecimal pressure data from the conductivity, temperature and depth (CTD) family of instruments into decibars.
BASE |  | time | float64 | seconds since 1900-01-01 | -9999 |  |  |  | Time | time |  |  | float |  |  |  | Time in seconds since 1970-01-01
BASE |  | lat | float32 | degree_north | -9999 | Y |  |  | Latitude | latitude |  |  | float
BASE |  | lon | float32 | degree_east | -9999 | X |  |  | Longitude | longitude |  |  | float
BASE |  | port_timestamp | float64 | seconds since 1900-01-01 | -9999 | T |  |  | Port timstamp |  |  |  | float |  |  |  | Port timestamp in seconds since 1970-01-01
BASE |  | driver_timestamp | float64 | seconds since 1900-01-01 | -9999 | T |  |  | Driver timestamp |  |  |  | float |  |  |  | Driver timestamp in seconds since 1970-01-01
BASE |  | internal_timestamp | float64 | seconds since 1900-01-01 | -9999 | T |  |  | Internal timestamp |  |  |  | float |  |  |  | Internal timestamp in seconds since 1970-01-01
BASE |  | serial_num | array | [5 empty] | Serial number |  |  |  | String
BASE |  | counts | uint64 | positive_Integer | 0
BASE |  | checksum | int32 |  | 0 |  |  |  | Checksum |  |  |  | int
BASE |  | preferred_timestamp | array | [5 empty] | Preferred timestamp
BASE |  | quality_flag | array
BASE |  | viz_timestamp | float64 | seconds since 1900-01-01 | -1 | T | [6 empty] | float
BASE |  | viz_product_type | array
BASE |  | image_obj | array | [5 empty] | Image object
BASE |  | image_name | array | [5 empty] | Image name
BASE |  | content_type | array | [5 empty] | Content type
BASE |  | google_dt_components | record
BASE |  | mpl_graph | record
BASE |  | dummy | int64 |  | 0 | [7 empty] | long
BASE |  | raw | array | utf8 binary string |  |  |  |  | raw data
BASE |  | input_voltage | float64 | volts | -1 |  |  |  | Input voltage |  |  |  | float
BASE | https://confluence.oceanobservatories.org/display/instruments/PARAD+Driver | elapsed_time | float64 | seconds | -1 |  |  |  | Time since reset |  |  |  | float
BASE |  | pressure_temp | float32 | C | -9999 |  |  |  | Temperature | sea_water_temperature | Water temperature | TEMPWAT | float |  |  |  | The OOI Level 1 Pressure (Depth) core data product is computed by converting raw hexadecimal pressure data from the conductivity, temperature and depth (CTD) family of instruments into decibars.
TEST |  | sample_param | uint16 | shouldnt work | -1
KAREN_IN_PROGRESS |  | CONDWAT_GLBLRNG_QC | int8 |  | 9 |  |  |  | Conductivity global range QC |  |  | CONDWAT_GLBLRNG_QC | short |  |  |  | The OOI Global Range quality control algorithm generates a QC flag for the input data point indicating whether it falls within a given range.
KAREN_IN_PROGRESS |  | CONDWAT_LOCLRNG_QC | int8 |  | 9 |  |  |  | Conductivity local range QC |  |  | CONDWAT_LOCLRNG_QC | short |  |  |  | The local range test is a QC test that reports whether input data points fall within given ranges
KAREN_IN_PROGRESS |  | CONDWAT_SPKETST_QC | int8 |  | 9 |  |  |  | Conductivity spike test QC |  |  | CONDWAT_SPKETST_QC | short |  |  |  | The OOI Spike Test quality control algorithm generates a flag for individual data values that deviate significantly from surrounding data values.
KAREN_IN_PROGRESS |  | CONDWAT_STUCKVL_QC | int8 |  | 9 |  |  |  | Conductivity Stuck Value QC |  |  | CONDWAT_STUCKVL_QC | short |  |  |  | The OOI Stuck Value Test quality control algorithm generates a flag for repeated occurrence of one value in a time series.
KAREN_IN_PROGRESS |  | CONDWAT_SPTL_GRADTST_QC | int8 |  | 9 |  |  |  | Conductivity spatial gradient QC |  |  | CONDWAT_SPTL_GRADTST_QC | short |  |  |  | The OOI Gradient Test quality control algorithm generates QC flags indicating whether changes between successive data points in space fall within a given range.
KAREN_IN_PROGRESS |  | CONDWAT_TMPL_GRADTST_QC | int8 |  | 9 |  |  |  | Conductivity temporal gradient QC |  |  | CONDWAT_TMPL_GRADTST_QC | short |  |  |  | The OOI Gradient Test quality control algorithm generates QC flags indicating whether changes between successive data points in time fall within a given range.
KAREN_IN_PROGRESS |  | PRESWAT_GLBLRNG_QC | int8 |  | 9 |  |  |  | Pressure global range QC |  |  | PRESWAT_GLBLRNG_QC | short |  |  |  | The OOI Global Range Test quality control algorithm generates a QC flag for the input data point indicating whether it falls within a given range.
KAREN_IN_PROGRESS |  | PRESWAT_LOCLRNG_QC | int8 |  | 9 |  |  |  | Pressure local range QC |  |  | PRESWAT_LOCLRNG_QC | short |  |  |  | The local range test is a QC test that reports whether input data points fall within given ranges
KAREN_IN_PROGRESS |  | PRESWAT_SPKETST_QC | int8 |  | 9 |  |  |  | Pressure spike test QC |  |  | PRESWAT_SPKETST_QC | short |  |  |  | The OOI Spike Test quality control algorithm generates a flag for individual data values that deviate significantly from surrounding data values.
KAREN_IN_PROGRESS |  | PRESWAT_STUCKVL_QC | int8 |  | 9 |  |  |  | Pressure Stuck Value QC |  |  | PRESWAT_STUCKVL_QC | short |  |  |  | The OOI Stuck Value Test quality control algorithm generates a flag for repeated occurrence of one value in a time series.
KAREN_IN_PROGRESS |  | PRESWAT_SPTL_GRADTST_QC | int8 |  | 9 |  |  |  | Pressure spatial gradient QC |  |  | PRESWAT_SPTL_GRADTST_QC | short |  |  |  | The OOI Gradient Test quality control algorithm generates QC flags indicating whether changes between successive data points in space fall within a given range.
KAREN_IN_PROGRESS |  | PRESWAT_TMPL_GRADTST_QC | int8 |  | 9 |  |  |  | Pressure temporal gradient QC |  |  | PRESWAT_TMPL_GRADTST_QC | short |  |  |  | The OOI Gradient Test quality control algorithm generates QC flags indicating whether changes between successive data points in time fall within a given range.
KAREN_IN_PROGRESS |  | TEMPWAT_GLBLRNG_QC | int8 |  | 9 |  |  |  | Temperature global range QC |  |  | TEMPWAT_GLBLRNG_QC | short |  |  |  | The OOI Global Range Test quality control algorithm generates a QC flag for the input data point indicating whether it falls within a given range.
KAREN_IN_PROGRESS |  | TEMPWAT_LOCLRNG_QC | int8 |  | 9 |  |  |  | Temperature local range QC |  |  | TEMPWAT_LOCLRNG_QC | short |  |  |  | The local range test is a QC test that reports whether input data points fall within given ranges
KAREN_IN_PROGRESS |  | TEMPWAT_SPKETST_QC | int8 |  | 9 |  |  |  | Temperature spike test QC |  |  | TEMPWAT_SPKETST_QC | short |  |  |  | The OOI Spike Test quality control algorithm generates a flag for individual data values that deviate significantly from surrounding data values.
KAREN_IN_PROGRESS |  | TEMPWAT_STUCKVL_QC | int8 |  | 9 |  |  |  | Temperature Stuck Value QC |  |  | TEMPWAT_STUCKVL_QC | short |  |  |  | The OOI Stuck Value Test quality control algorithm generates a flag for repeated occurrence of one value in a time series.
KAREN_IN_PROGRESS |  | TEMPWAT_SPTL_GRADTST_QC | int8 |  | 9 |  |  |  | Temperature spatial gradient QC |  |  | TEMPWAT_SPTL_GRADTST_QC | short |  |  |  | The OOI Gradient Test quality control algorithm generates QC flags indicating whether changes between successive data points in space fall within a given range.
KAREN_IN_PROGRESS |  | TEMPWAT_TMPL_GRADTST_QC | int8 |  | 9 |  |  |  | Temperature temporal gradient QC |  |  | TEMPWAT_TMPL_GRADTST_QC | short |  |  |  | The OOI Gradient Test quality control algorithm generates QC flags indicating whether changes between successive data points in time fall within a given range.
KAREN_IN_PROGRESS |  | PRACSAL_GLBLRNG_QC | int8 |  | 9 |  |  |  | Practical salinity global range QC |  |  | PRACSAL_GLBLRNG_QC | short |  |  |  | The OOI Global Range Test quality control algorithm generates a QC flag for the input data point indicating whether it falls within a given range.
KAREN_IN_PROGRESS |  | PRACSAL_LOCLRNG_QC | int8 |  | 9 |  |  |  | Practical salinity local range QC |  |  | PRACSAL_LOCLRNG_QC | short |  |  |  | The local range test is a QC test that reports whether input data points fall within given ranges
KAREN_IN_PROGRESS |  | PRACSAL_SPKETST_QC | int8 |  | 9 |  |  |  | Practical salinity spike test QC |  |  | PRACSAL_SPKETST_QC | short |  |  |  | The OOI Spike Test quality control algorithm generates a flag for individual data values that deviate significantly from surrounding data values.
KAREN_IN_PROGRESS |  | PRACSAL_STUCKVL_QC | int8 |  | 9 |  |  |  | Practical salinity Stuck Value QC |  |  | PRACSAL_STUCKVL_QC | short |  |  |  | The OOI Stuck Value Test quality control algorithm generates a flag for repeated occurrence of one value in a time series.
KAREN_IN_PROGRESS |  | PRACSAL_SPTL_GRADTST_QC | int8 |  | 9 |  |  |  | Practical salinity spatial gradient QC |  |  | PRACSAL_SPTL_GRADTST_QC | short |  |  |  | The OOI Gradient Test quality control algorithm generates QC flags indicating whether changes between successive data points in space fall within a given range.
KAREN_IN_PROGRESS |  | PRACSAL_TMPL_GRADTST_QC | int8 |  | 9 |  |  |  | Practical salinity temporal gradient QC |  |  | PRACSAL_TMPL_GRADTST_QC | short |  |  |  | The OOI Gradient Test quality control algorithm generates QC flags indicating whether changes between successive data points in time fall within a given range.
KAREN_IN_PROGRESS |  | DENSITY_GLBLRNG_QC | int8 |  | 9 |  |  |  | Density global range QC |  |  | DENSITY_GLBLRNG_QC | short |  |  |  | The OOI Global Range Test quality control algorithm generates a QC flag for the input data point indicating whether it falls within a given range.
KAREN_IN_PROGRESS |  | DENSITY_LOCLRNG_QC | int8 |  | 9 |  |  |  | Density local range QC |  |  | DENSITY_LOCLRNG_QC | short |  |  |  | The local range test is a QC test that reports whether input data points fall within given ranges
KAREN_IN_PROGRESS |  | DENSITY_SPKETST_QC | int8 |  | 9 |  |  |  | Density spike test QC |  |  | DENSITY_SPKETST_QC | short |  |  |  | The OOI Spike Test quality control algorithm generates a flag for individual data values that deviate significantly from surrounding data values.
KAREN_IN_PROGRESS |  | DENSITY_STUCKVL_QC | int8 |  | 9 |  |  |  | Density Stuck Value QC |  |  | DENSITY_STUCKVL_QC | short |  |  |  | The OOI Stuck Value Test quality control algorithm generates a flag for repeated occurrence of one value in a time series.
KAREN_IN_PROGRESS |  | DENSITY_SPTL_GRADTST_QC | int8 |  | 9 |  |  |  | Density spatial gradient QC |  |  | DENSITY_SPTL_GRADTST_QC | short |  |  |  | The OOI Gradient Test quality control algorithm generates QC flags indicating whether changes between successive data points in space fall within a given range.
KAREN_IN_PROGRESS |  | DENSITY_TMPL_GRADTST_QC | int8 |  | 9 |  |  |  | Density temporal gradient QC |  |  | DENSITY_TMPL_GRADTST_QC | short |  |  |  | The OOI Gradient Test quality control algorithm generates QC flags indicating whether changes between successive data points in time fall within a given range.
DEVS |  | Resistivity5 | float32 | [5 empty] | Resistivity/5 |  |  |  | float
DEVS |  | ResistivityX1 | float32 | [5 empty] | Resistivity X1 |  |  |  | float
DEVS |  | ResistivityX5 | float32 | [5 empty] | Resistivity X5 |  |  |  | float
DEVS |  | Hydrogen5 | float32 | [5 empty] | Hydrogen/5 |  |  |  | float
DEVS |  | HydrogenX1 | float32 | [5 empty] | Hydrogen X1 |  |  |  | float
DEVS |  | HydrogenX5 | float32 | [5 empty] | Hydrogen X5 |  |  |  | float
DEVS |  | EhSensor | float32 | [5 empty] | Eh Sensor |  | Eh Sensor | EHSensor | float
DEVS |  | RefTempVolts | float32 | [5 empty] | Reference Temp Volts |  |  |  | float
DEVS |  | RefTempDegC | float32 | [5 empty] | Reference Temp Deg C |  |  |  | float
DEVS |  | ResistivityTempVolts | float32 | [5 empty] | Resistivity Temp Volts |  |  |  | float
DEVS |  | ResistivityTempDegC | float32 | [5 empty] | Resistivity Temp Deg C |  |  |  | float
DEVS |  | BatteryVoltage | float32 | [5 empty] | Battery Voltage |  |  |  | float
DEVS |  | sample_number | int32 | [5 empty] | sample number = xxxxxxxx |  |  |  | int
DEVS |  | sample_type | array | [5 empty] | should always be pressure
DEVS |  | InstTime | array | [5 empty] | Time (Moored mode MM only) seconds since January 1, 2000 = ssssssss |  |  |  | int
DEVS |  | pressure_temp | float32 | C | -9999 |  |  |  | pressure sensor temperature(C) = cccc.ccc |  | Pressure sensor temperature | temp_p | float |  |  |  | Temperature at the pressure sensor (inside housing)
DEVS |  | timestamp | array | C |  |  |  |  | timestamp |  | timestamp
DEVS |  | error | int32 | C | -9999 |  |  |  | error code |  | error code |  | int
DEVS |  | analog1 | int32 | C | -9999 |  |  |  | analog input 1 |  | analog input 1 |  | int
DEVS |  | battery_voltage | int32 | C | -9999 |  |  |  | battery voltage (0.1 V) |  | battery voltage (0.1 V) |  | int
DEVS |  | sound_speed_analog2 | int32 | C | -9999 |  |  |  | speed of sound (0.1 m/s) or analog input 2 |  | speed of sound (0.1 m/s) or analog input 2 |  | int
DEVS |  | heading | int32 | C | -9999 |  |  |  | compass heading (0.1°) |  | compass heading (0.1°) |  | int
DEVS |  | pitch | int32 | C | -9999 |  |  |  | compass pitch (0.1°) |  | compass pitch (0.1°) |  | int
DEVS |  | roll | int32 | C | -9999 |  |  |  | compass roll (0.1°) |  | compass roll (0.1°) |  | int
DEVS |  | status | int32 | C | -9999 |  |  |  | status code |  | status code |  | int
DEVS |  | temperature | int32 | C | -9999 |  |  |  | temperature (0.01 °C) |  | temperature (0.01 °C) |  | int
DEVS |  | velocity_beam1 | int32 | C | -9999 |  |  |  | velocity beam1 or X or East coordinates (mm/s) |  | velocity beam1 or X or East coordinates (mm/s) |  | int
DEVS |  | velocity_beam2 | int32 | C | -9999 |  |  |  | velocity beam2 or Y or North coordinates (mm/s) |  | velocity beam2 or Y or North coordinates (mm/s) |  | int
DEVS |  | velocity_beam3 | int32 | C | -9999 |  |  |  | velocity beam3 or Z or Up coordinates (mm/s) |  | velocity beam3 or Z or Up coordinates (mm/s) |  | int
DEVS |  | amplitude_beam1 | int32 | C | -9999 |  |  |  | amplitude beam1 (counts) |  | amplitude beam1 (counts) |  | int
DEVS |  | amplitude_beam2 | int32 | C | -9999 |  |  |  | amplitude beam2 (counts) |  | amplitude beam2 (counts) |  | int
DEVS |  | amplitude_beam3 | int32 | C | -9999 |  |  |  | amplitude beam3 (counts) |  | amplitude beam3 (counts) |  | int

## ParameterDictionary
Scenario | ID | confluence | name | parameter_ids | parameters | temporal_parameter | SKIP | Review Status
DOC | Internal ID | Confluence reference | Canonical name of the parameter dictionary | Parameter Definition IDs | THIS COLUMN IS FOR READABILITY ONLY | Temporal Domain Parameter Name
BASE | DICT1 |  | ctd_parsed_param_dict | PD7,PD10,PD11,PD12,PD16,PD8,PD9,PD2,PD1,PD6,PD3,PD5,PD17 |  | time
BASE | DICT2 | OBSOLETE: use "raw" | ctd_raw_param_dict | PD7,PD10,PD11,PD12,PD16,PD8,PD9,PD17,PD26 | time,port_timestamp,driver_timestamp,internal_timestamp,preferred_timestamp,lat,lon,quality_flag,raw | time
BASE | DICT3 |  | graph_image_param_dict | PD18,PD19,PD21,PD22,PD20 |  | viz_timestamp
BASE | DICT4 |  | google_dt | PD18,PD23 |  | viz_timestamp
BASE | DICT5 | ISSUE: Needs time param | mpl_graph | PD18,PD24 |  | viz_timestamp
TEST | DICT6 |  | sample | PD30
BASE | DICT7 |  | platform_eng_parsed | PD7,PD12,PD16,PD8,PD9,PD27 |  | time
BASE | DICT8 |  | parad_parsed | PD7,PD10,PD11,PD12,PD16,PD13,PD28,PD14,PD15 | time,port_timestamp,driver_timestamp,internal_timestamp,preferred_timestamp,serial_num,elapsed_time,counts,checksum | time
BASE | DICT9 |  | raw | PD7,PD10,PD11,PD12,PD16,PD8,PD9,PD17,PD26 | time,port_timestamp,driver_timestamp,internal_timestamp,preferred_timestamp,lat,lon,quality_flag,raw | time
BASE | DICT10 |  | trhph_parsed | PD7,PD10,PD11,PD12,PD16,PD61,PD62,PD63,PD64,PD65,PD66,PD67,PD68,PD69,PD70,PD71,PD72 | time,port_timestamp,driver_timestamp,internal_timestamp,preferred_timestamp,Resistivity5,ResistivityX1,ResistivityX5,Hydrogen5,HydrogenX1,HydrogenX5,EhSensor,RefTempVolts,RefTempDegC,ResistivityTempVolts,ResistivityTempDegC,BatteryVoltage | time
VOID | DICT11 |  | prest_parsed | PD7,PD10,PD11,PD12,PD16,PD73,PD74,PD75,PD2,PD76 | time,port_timestamp,driver_timestamp,internal_timestamp,preferred_timestamp,sample_number,sample_type,InstTime,pressure,pressure_temp | time
BASE | DICT12 |  | velpt_parsed | PD7,PD10,PD11,PD12,PD16,PD77,PD78,PD79,PD80,PD81,PD82,PD83,PD84,PD2,PD85,PD86,PD87,PD88,PD89,PD90,PD91,PD92 | time,port_timestamp,driver_timestamp,internal_timestamp,preferred_timestamp,timestamp,error,analog1,battery_voltage,sound_speed_analog2,heading,pitch,roll,pressure,status,temperature,velocity_beam1,velocity_beam2,velocity_beam3,amplitude_beam1,amplitude_beam2,amplitude_beam3 | time
BASE | DICT13 |  | nutnr_parsed | PD7,PD10,PD11,PD12,PD16 | time,port_timestamp,driver_timestamp,internal_timestamp,preferred_timestamp | time
VOID | DICT14 |  | presf_raw | PD7,PD10,PD11,PD12,PD16,PD26 | time_quantity_float64_seconds_since_1900-01-01,port_timestamp_quantity_float64_seconds_since_1900-01-01,driver_timestamp_quantity_float64_seconds_since_1900-01-01,preferred_timestamp_category_int8_string_int8_1,raw_array_quantity_opaque_1 | time
BETA | DICT15 |  | presf_tide_measurement | PD7,PD10,PD11,PD12,PD16,PD93,PD94,PD29,PD742 | time_quantity_float64_seconds_since_1900-01-01,port_timestamp_quantity_float64_seconds_since_1900-01-01,driver_timestamp_quantity_float64_seconds_since_1900-01-01,internal_timestamp_quantity_float64_seconds_since_1900-01-01,preferred_timestamp_category_int8_string_int8_1,date_time_string_array_quantity_str_1,absolute_pressure_quantity_float32_psi,pressure_temp_quantity_float32_deg_C,temp_quantity_float32_deg_C | time
BETA | DICT16 |  | presf_operating_status | PD7,PD10,PD11,PD12,PD16,PD113,PD114,PD93,PD115,PD116,PD117,PD118,PD119,PD120,PD121,PD122,PD123,PD124,PD126,PD127,PD128,PD129,PD130,PD131,PD132,PD133,PD134,PD135,PD136,PD137,PD138,PD139,PD140,PD141,PD142,PD143,PD144,PD156,PD157 | time_quantity_float64_seconds_since_1900-01-01,port_timestamp_quantity_float64_seconds_since_1900-01-01,driver_timestamp_quantity_float64_seconds_since_1900-01-01,internal_timestamp_quantity_float64_seconds_since_1900-01-01,preferred_timestamp_category_int8_string_int8_1,firmware_version_constant_quantity_str_1,serial_number_constant_quantity_int32_1,date_time_string_array_quantity_str_1,user_info_quantity_str_1,quartz_pressure_sensor_serial_number_constant_quantity_int32_1,pressure_sensor_range_range_quantity_int16_psia,external_temperature_sensor_boolean_int8_1,external_conductivity_sensor_boolean_int8_1,operational_current_quantity_float32_mA,battery_voltage_main_quantity_float32_V,battery_voltage_lithium_quantity_float32_V,last_sample_absolute_press_quantity_float32_psi,last_sample_temp_quantity_float32_deg_C,tide_measurement_interval_quantity_int16_min,tide_measurement_duration_quantity_int16_s,wave_samples_between_tide_measurements_quantity_int16_1,wave_samples_per_burst_quantity_int16_1,wave_samples_scans_per_second_quantity_float32_1,wave_samples_duration_quantity_float32_s,logging_start_time_array_quantity_str_1,logging_stop_time_array_quantity_str_1,tide_samples_per_day_quantity_int16_count,wave_bursts_per_day_quantity_int16_count,memory_endurance_quantity_float32_days,nominal_alkaline_battery_endurance_quantity_float32_days,total_recorded_tide_measurements_quantity_int32_count,total_recorded_wave_bursts_quantity_int32_count,tide_measurements_since_last_start_quantity_int32_count,wave_bursts_since_last_start_quantity_int32_count,tx_tide_samples_boolean_int8_1,tx_wave_burst_boolean_int8_1,tx_wave_stats_boolean_int8_1,device_status_array_quantity_str_1,logging_status_boolean_int8_1 | time
BETA | DICT17 |  | presf_calibration_coefficients | PD7,PD10,PD11,PD12,PD16,PD158,PD159,PD160,PD161,PD162,PD163,PD164,PD165,PD166,PD167,PD168,PD169,PD170,PD171,PD172,PD173,PD174,PD175,PD176,PD177,PD178,PD179,PD180,PD181,PD182,PD183,PD184,PD185,PD186,PD187 | time_quantity_float64_seconds_since_1900-01-01,port_timestamp_quantity_float64_seconds_since_1900-01-01,driver_timestamp_quantity_float64_seconds_since_1900-01-01,preferred_timestamp_category_int8_string_int8_1,calibration_date_pressure_constant_array_quantity_str_1,press_coeff_pu0_constant_quantity_float32_1,press_coeff_py1_constant_quantity_float32_1,press_coeff_py2_constant_quantity_float32_1,press_coeff_py3_constant_quantity_float32_1,press_coeff_pc1_constant_quantity_float32_1,press_coeff_pc2_constant_quantity_float32_1,press_coeff_pc3_constant_quantity_float32_1,press_coeff_pd1_constant_quantity_float32_1,press_coeff_pd2_constant_quantity_float32_1,press_coeff_pt1_constant_quantity_float32_1,press_coeff_pt2_constant_quantity_float32_1,press_coeff_pt3_constant_quantity_float32_1,press_coeff_pt4_constant_quantity_float32_1,press_coeff_m_constant_quantity_float32_1,press_coeff_b_constant_quantity_float32_1,press_coeff_poffset_constant_quantity_float32_psi,calibration_date_temperature_constant_array_quantity_str_1,temp_coeff_ta0_constant_quantity_float32_1,temp_coeff_ta1_constant_quantity_float32_1,temp_coeff_ta2_constant_quantity_float32_1,temp_coeff_ta3_constant_quantity_float32_1,calibration_date_conductivity_constant_array_quantity_str_1,cond_coeff_cg_constant_quantity_float32_1,cond_coeff_ch_constant_quantity_float32_1,cond_coeff_ci_constant_quantity_float32_1,cond_coeff_cj_constant_quantity_float32_1,cond_coeff_ctcor_constant_quantity_float32_1,cond_coeff_cpcor_constant_quantity_float32_1,cond_coeff_cslope_constant_quantity_float32_1 | time
VOID | DICT18 |  | ctdbp_cdef_raw | PD7,PD10,PD11,PD12,PD16,PD26 | time_quantity_float64_seconds_since_1900-01-01,port_timestamp_quantity_float64_seconds_since_1900-01-01,driver_timestamp_quantity_float64_seconds_since_1900-01-01,preferred_timestamp_category_int8_string_int8_1,raw_array_quantity_opaque_1 | time
BETA | DICT19 |  | ctdbp_cdef_sample | PD7,PD10,PD11,PD12,PD16,PD193,PD194,PD195,PD196,PD198 | time_quantity_float64_seconds_since_1900-01-01, port_timestamp_quantity_float64_seconds_since_1900-01-01, driver_timestamp_quantity_float64_seconds_since_1900-01-01, preferred_timestamp_category_int8_string_int8_1, temperature_quantity_int32_counts, conductivity_quantity_int32_counts, pressure_quantity_int32_counts, pressure_temp_quantity_int32_counts, ctd_time_quantity_int32_s | time
BETA | DICT20 |  | ctdbp_cdef_status | PD7, PD10, PD11,PD12,PD16,PD113,PD114,PD93,PD121,PD122,PD120,PD199,PD202,PD203,PD204,PD205,PD206,PD207, PD208, PD209, PD210, PD211, PD212, PD117, PD213, PD214, PD215, PD216, PD217, PD218, PD219, PD220, PD221, PD222, PD223, PD224, PD225, PD226, PD227, PD228 | time_quantity_float64_seconds_since_1900-01-01, port_timestamp_quantity_float64_seconds_since_1900-01-01, driver_timestamp_quantity_float64_seconds_since_1900-01-01, preferred_timestamp_category_int8_string_int8_1, firmware_version_constant_quantity_str_1, serial_number_constant_quantity_int32_1, date_time_string_array_quantity_str_1, battery_voltage_main_quantity_float32_V, battery_voltage_lithium_quantity_float32_V, operational_current_quantity_float32_mA, pump_current_quantity_float32_mA, logging_status_category_int8_string_int8_1, num_samples_quantity_int32_counts, mem_free_quantity_int32_bytes, sample_interval_quantity_int16_s, measurements_per_sample_quantity_int8_counts, pump_mode_category_int8_string_int8_1, delay_before_sampling_quantity_float16_s, delay_after_sampling_quantity_float16_s, tx_real_time_boolean_int8_1, battery_cutoff_quantity_float32_V, pressure_sensor_type_category_int8_string_int8_1, pressure_sensor_range_range_quantity_int16_psi, sbe38_boolean_int8_1, sbe50_boolean_int8_1, wetlabs_boolean_int8_1, optode_boolean_int8_1, gas_tension_device_boolean_int8_1, ext_volt_0_boolean_int8_1, ext_volt_1_boolean_int8_1, ext_volt_2_boolean_int8_1, ext_volt_3_boolean_int8_1, ext_volt_4_boolean_int8_1, ext_volt_5_boolean_int8_1, echo_characters_boolean_int8_1, output_format_category_int8_string_int8_1, output_salinity_boolean_int8_1, output_sound_velocity_boolean_int8_1, serial_sync_mode_boolean_int8_1 | time
BETA | DICT21 |  | ctdbp_cdef_calibration_coefficients | PD7, PD10, PD11, PD12, PD16, PD113, PD114, PD93, PD175, PD176, PD177, PD178, PD179, PD229, PD180, PD181, PD182, PD183, PD184, PD186, PD185, PD187, PD230, PD117, PD158, PD231, PD232, PD233, PD234, PD235, PD236, PD237, PD238, PD239, PD240, PD241, PD242, PD174, PD244, PD243, PD246, PD245, PD248, PD247, PD250, PD249, PD252, PD251, PD254, PD253, PD255 | time_quantity_float64_seconds_since_1900-01-01, port_timestamp_quantity_float64_seconds_since_1900-01-01, driver_timestamp_quantity_float64_seconds_since_1900-01-01, preferred_timestamp_category_int8_string_int8_1, firmware_version_constant_quantity_str_1, serial_number_constant_quantity_int32_1, date_time_string_array_quantity_str_1, calibration_date_temperature_constant_array_quantity_str_1, temp_coeff_ta0_constant_quantity_float32_1, temp_coeff_ta1_constant_quantity_float32_1, temp_coeff_ta2_constant_quantity_float32_1, temp_coeff_ta3_constant_quantity_float32_1, temp_coeff_offset_constant_quantity_float32_1, calibration_date_conductivity_constant_array_quantity_str_1, cond_coeff_cg_constant_quantity_float32_1, cond_coeff_ch_constant_quantity_float32_1, cond_coeff_ci_constant_quantity_float32_1, cond_coeff_cj_constant_quantity_float32_1, cond_coeff_cpcor_constant_quantity_float32_1, cond_coeff_ctcor_constant_quantity_float32_1, cond_coeff_cslope_constant_quantity_float32_1, press_serial_number_constant_quantity_int32_1, pressure_sensor_range_range_quantity_int16_psi, calibration_date_pressure_constant_array_quantity_str_1, press_coeff_pa0_constant_quantity_float32_1, press_coeff_pa1_constant_quantity_float32_1, press_coeff_pa2_constant_quantity_float32_1, press_coeff_ptempa0_constant_quantity_float32_1, press_coeff_ptempa1_constant_quantity_float32_1, press_coeff_ptempa2_constant_quantity_float32_1, press_coeff_ptca0_constant_quantity_float32_1, press_coeff_ptca1_constant_quantity_float32_1, press_coeff_ptca2_constant_quantity_float32_1, press_coeff_ptcb0_constant_quantity_float32_1, press_coeff_ptcb1_constant_quantity_float32_1, press_coeff_ptcb2_constant_quantity_float32_1, press_coeff_poffset_constant_quantity_float32_psi, ext_volt0_offset_constant_quantity_float32_1, ext_volt0_slope_constant_quantity_float32_1, ext_volt1_offset_constant_quantity_float32_1, ext_volt1_slope_constant_quantity_float32_1, ext_volt2_offset_constant_quantity_float32_1, ext_volt2_slope_constant_quantity_float32_1, ext_volt3_offset_constant_quantity_float32_1, ext_volt3_slope_constant_quantity_float32_1, ext_volt4_offset_constant_quantity_float32_1, ext_volt4_slope_constant_quantity_float32_1, ext_volt5_offset_constant_quantity_float32_1, ext_volt5_slope_constant_quantity_float32_1, ext_freq_sf_constant_quantity_float32_1 | time
VOID | DICT22 |  | ctdbp_no_raw | PD7,PD10,PD11,PD12,PD16,PD26 | time_quantity_float64_seconds_since_1900-01-01,port_timestamp_quantity_float64_seconds_since_1900-01-01,driver_timestamp_quantity_float64_seconds_since_1900-01-01,preferred_timestamp_category_int8_string_int8_1,raw_array_quantity_opaque_1 | time
SP_TEST | DICT23 |  | ctdbp_no_sample | PD7, PD10, PD11, PD12, PD16, PD193, PD194, PD195, PD196, PD835, PD836, PD197, PD198 | time_quantity_float64_seconds_since_1900-01-01, port_timestamp_quantity_float64_seconds_since_1900-01-01, driver_timestamp_quantity_float64_seconds_since_1900-01-01, preferred_timestamp_category_int8_string_int8_1, temperature_quantity_int32_counts, conductivity_quantity_int32_counts, pressure_quantity_int32_counts, pressure_temp_quantity_int32_counts, oxygen_quantity_int32_counts, ctd_time_quantity_int32_s | time
SP_TEST | DICT24 |  | ctdbp_no_hardware | PD7, PD10, PD11, PD12, PD16, PD114, PD113, PD293, PD259, PD295, PD261, PD297, PD257, PD258, PD212, PD116 | time_quantity_float64_seconds_since_1900-01-01, port_timestamp_quantity_float64_seconds_since_1900-01-01, driver_timestamp_quantity_float64_seconds_since_1900-01-01, preferred_timestamp_category_int8_string_int8_1, serial_number_constant_quantity_int32_1, firmware_version_constant_quantity_str_1, firmware_date_array_quantity_str_1, command_set_version_constant_quantity_str_1, pcb_serial_number_constant_array_quantity_str_1, assembly_number_constant_array_quantity_str_1, manufacture_date_constant_array_quantity_str_1, temp_sensor_serial_number_constant_quantity_int32_1, cond_sensor_serial_number_constant_quantity_int32_1, pressure_sensor_type_category_int8_string_int8_1, quartz_pressure_sensor_serial_number_constant_quantity_int32_1 | time
SP_TEST | DICT25 |  | ctdbp_no_calibration_coefficients | PD7, PD10, PD11, PD12, PD16, PD113, PD114, PD93, PD257, PD175, PD176, PD177, PD178, PD179, PD229, PD258, PD180, PD181, PD182, PD183, PD184, PD186, PD185, PD187, PD230, PD158, PD163, PD164, PD165, PD166, PD167, PD168, PD169, PD170, PD171, PD256, PD174, PD117, PD244, PD243, PD246, PD245, PD248, PD247, PD250, PD249, PD252, PD251, PD254, PD253, PD255 | time_quantity_float64_seconds_since_1900-01-01, port_timestamp_quantity_float64_seconds_since_1900-01-01, driver_timestamp_quantity_float64_seconds_since_1900-01-01, preferred_timestamp_category_int8_string_int8_1, firmware_version_constant_quantity_str_1, serial_number_constant_quantity_int32_1, date_time_string_array_quantity_str_1, temp_sensor_serial_number_constant_quantity_int32_1, calibration_date_temperature_constant_array_quantity_str_1, temp_coeff_ta0_constant_quantity_float32_1, temp_coeff_ta1_constant_quantity_float32_1, temp_coeff_ta2_constant_quantity_float32_1, temp_coeff_ta3_constant_quantity_float32_1, temp_coeff_offset_constant_quantity_float32_1, cond_sensor_serial_number_constant_quantity_int32_1, calibration_date_conductivity_constant_array_quantity_str_1, cond_coeff_cg_constant_quantity_float32_1, cond_coeff_ch_constant_quantity_float32_1, cond_coeff_ci_constant_quantity_float32_1, cond_coeff_cj_constant_quantity_float32_1, cond_coeff_cpcor_constant_quantity_float32_1, cond_coeff_ctcor_constant_quantity_float32_1, cond_coeff_cslope_constant_quantity_float32_1, press_serial_number_constant_quantity_int32_1, calibration_date_pressure_constant_array_quantity_str_1, press_coeff_pc1_constant_quantity_float32_1, press_coeff_pc2_constant_quantity_float32_1, press_coeff_pc3_constant_quantity_float32_1, press_coeff_pd1_constant_quantity_float32_1, press_coeff_pd2_constant_quantity_float32_1, press_coeff_pt1_constant_quantity_float32_1, press_coeff_pt2_constant_quantity_float32_1, press_coeff_pt3_constant_quantity_float32_1, press_coeff_pt4_constant_quantity_float32_1, press_coeff_pslope_constant_quantity_float32_1, press_coeff_poffset_constant_quantity_float32_psi, pressure_sensor_range_range_quantity_int16_psi, ext_volt0_offset_constant_quantity_float32_1, ext_volt0_slope_constant_quantity_float32_1, ext_volt1_offset_constant_quantity_float32_1, ext_volt1_slope_constant_quantity_float32_1, ext_volt2_offset_constant_quantity_float32_1, ext_volt2_slope_constant_quantity_float32_1, ext_volt3_offset_constant_quantity_float32_1, ext_volt3_slope_constant_quantity_float32_1, ext_volt4_offset_constant_quantity_float32_1, ext_volt4_slope_constant_quantity_float32_1, ext_volt5_offset_constant_quantity_float32_1, ext_volt5_slope_constant_quantity_float32_1, ext_freq_sf_constant_quantity_float32_1 | time
SP_TEST | DICT26 |  | ctdbp_no_status | PD7, PD10, PD11, PD12, PD16, PD114, PD93, PD202, PD263, PD121, PD122, PD120, PD199, PD200, PD201, PD204, PD203, PD264, PD265, PD266 | time_quantity_float64_seconds_since_1900-01-01, port_timestamp_quantity_float64_seconds_since_1900-01-01, driver_timestamp_quantity_float64_seconds_since_1900-01-01, preferred_timestamp_category_int8_string_int8_1, serial_number_constant_quantity_int32_1, date_time_string_array_quantity_str_1, logging_status_category_int8_string_int8_1, num_events_quantity_int32_counts, battery_voltage_main_quantity_float32_V, battery_voltage_lithium_quantity_float32_V, operational_current_quantity_float32_mA, pump_current_quantity_float32_mA, serial_current_quantity_float32_mA, mem_free_quantity_int32_bytes, num_samples_quantity_int32_counts, samples_free_quantity_int32_counts, sample_length_quantity_int32_bytes, headers_quantity_int32_counts | time
SP_TEST | DICT27 |  | ctdbp_no_configuration | PD7, PD10, PD11, PD12, PD16, PD114, PD205, PD206, PD260, PD207, PD208, PD209, PD210, PD211, PD218, PD219, PD220, PD221, PD222, PD223, PD213, PD214, PD215, PD216, PD217, PD224, PD267, PD225, PD226, PD227, PD262, PD228 | time_quantity_float64_seconds_since_1900-01-01, port_timestamp_quantity_float64_seconds_since_1900-01-01, driver_timestamp_quantity_float64_seconds_since_1900-01-01, preferred_timestamp_category_int8_string_int8_1, serial_number_constant_quantity_int32_1, sample_interval_quantity_int16_s, measurements_per_sample_quantity_int8_counts, paros_integration_quantity_float32_s, pump_mode_category_int8_string_int8_1, delay_before_sampling_quantity_float16_s, delay_after_sampling_quantity_float16_s, tx_real_time_boolean_int8_1, battery_cutoff_quantity_float32_V, ext_volt_0_boolean_int8_1, ext_volt_1_boolean_int8_1, ext_volt_2_boolean_int8_1, ext_volt_3_boolean_int8_1, ext_volt_4_boolean_int8_1, ext_volt_5_boolean_int8_1, sbe38_boolean_int8_1, sbe50_boolean_int8_1, wetlabs_boolean_int8_1, optode_boolean_int8_1, gas_tension_device_boolean_int8_1, echo_characters_boolean_int8_1, output_executed_tag_boolean_int8_1, output_format_category_int8_string_int8_1, output_salinity_boolean_int8_1, output_sound_velocity_boolean_int8_1, output_sigmat_boolean_int8_1, serial_sync_mode_boolean_int8_1 | time
SP_TEST | DICT28 |  | parad_sa_sample | PD7, PD10, PD11, PD12, PD16, PD114, PD28, PD188, PD15 | time_quantity_float64_seconds_since_1900-01-01, port_timestamp_quantity_float64_seconds_since_1900-01-01, driver_timestamp_quantity_float64_seconds_since_1900-01-01, preferred_timestamp_category_int8_string_int8_1 | time
VOID | DICT29 |  | parad_sa_raw | PD7,PD10,PD11,PD12,PD16,PD26 | time_quantity_float64_seconds_since_1900-01-01,port_timestamp_quantity_float64_seconds_since_1900-01-01,driver_timestamp_quantity_float64_seconds_since_1900-01-01,preferred_timestamp_category_int8_string_int8_1,raw_array_quantity_opaque_1 | time
VOID | DICT30 |  | prest_raw | PD7,PD10,PD11,PD12,PD16,PD26 | time_quantity_float64_seconds_since_1900-01-01,port_timestamp_quantity_float64_seconds_since_1900-01-01,driver_timestamp_quantity_float64_seconds_since_1900-01-01,preferred_timestamp_category_int8_string_int8_1,raw_array_quantity_opaque_1 | time
BETA | DICT31 |  | prest_real_time | PD7,PD10,PD11,PD12,PD16,PD73,PD74,PD93,PD94,PD29 | time_quantity_float64_seconds_since_1900-01-01,port_timestamp_quantity_float64_seconds_since_1900-01-01,driver_timestamp_quantity_float64_seconds_since_1900-01-01,internal_timestamp_quantity_float64_seconds_since_1900-01-01,preferred_timestamp_category_int8_string_int8_1,sample_number_quantity_int32_count,sample_type_array_quantity_string_1,date_time_string_array_quantity_str_1,absolute_pressure_quantity_float32_psi,pressure_temp_quantity_float32_deg_C | time
BETA | DICT32 |  | prest_reference_oscillator | PD7,PD10,PD11,PD12,PD16,PD268,PD269,PD73,PD74,PD93,PD271,PD272,PD273 | time_quantity_float64_seconds_since_1900-01-01,port_timestamp_quantity_float64_seconds_since_1900-01-01,driver_timestamp_quantity_float64_seconds_since_1900-01-01,internal_timestamp_quantity_float64_seconds_since_1900-01-01,preferred_timestamp_category_int8_string_int8_1,set_timeout_quantity_int32_msec,set_timeout_max_quantity_int32_msec,set_timeout_max_quantity_int32_msec,sample_number_quantity_int32_count,sample_type_array_quantity_str_1,date_time_string_array_quantity_str_1,reference_oscillator_freq_quantity_float32_Hz,pcb_thermistor_value_quantity_int32_count,reference_error_quantity_float32_ppm | time
BETA | DICT33 |  | prest_configuration_data | PD7,PD10,PD11,PD12,PD16,PD274,PD114,PD275,PD276,PD277,PD278,PD279,PD280,PD158,PD159,PD160,PD161,PD162,PD163,PD164,PD165,PD166,PD167,PD168,PD169,PD170,PD171,PD174,PD281,PD282,PD283,PD284,PD285,PD286 | time_quantity_float64_seconds_since_1900-01-01,port_timestamp_quantity_float64_seconds_since_1900-01-01,driver_timestamp_quantity_float64_seconds_since_1900-01-01,preferred_timestamp_category_int8_string_int8_1,device_type_constant_array_quantity_str_1,serial_number_constant_quantity_int32_1,calibration_date_acq_crystal_constant_array_quantity_str_1,acq_crystal_coeff_fra0_constant_quantity_float32_1,acq_crystal_coeff_fra1_constant_quantity_float32_1,acq_crystal_coeff_fra2_constant_quantity_float32_1,acq_crystal_coeff_fra3_constant_quantity_float32_1,pressure_sensor_serial_number_constant_quantity_int32_1,calibration_date_pressure_constant_array_quantity_str_1,press_coeff_pu0_constant_quantity_float32_1,press_coeff_py1_constant_quantity_float32_1,press_coeff_py2_constant_quantity_float32_1,press_coeff_py3_constant_quantity_float32_1,press_coeff_pc1_constant_quantity_float32_1,press_coeff_pc2_constant_quantity_float32_1,press_coeff_pc3_constant_quantity_float32_1,press_coeff_pd1_constant_quantity_float32_1,press_coeff_pd2_constant_quantity_float32_1,press_coeff_pt1_constant_quantity_float32_1,press_coeff_pt2_constant_quantity_float32_1,press_coeff_pt3_constant_quantity_float32_1,press_coeff_pt4_constant_quantity_float32_1,press_coeff_poffset_constant_quantity_float32_psi,pressure_sensor_range_range_quantity_int32_psi,battery_type_category_int8_string_int8_1,baud_rate_quantity_int32_Bd,enable_alerts_boolean_int8_1,upload_type_category_int8_string_int8_1,sample_period_quantity_int32_s | time
BETA | DICT34 |  | prest_device_status | PD7,PD10,PD11,PD12,PD16,PD274,PD287,PD114,PD93,PD288,PD121,PD73,PD289,PD290 | time_quantity_float64_seconds_since_1900-01-01,port_timestamp_quantity_float64_seconds_since_1900-01-01,driver_timestamp_quantity_float64_seconds_since_1900-01-01,internal_timestamp_quantity_float64_seconds_since_1900-01-01,preferred_timestamp_category_int8_string_int8_1,device_type_constant_array_quantity_str_1,version_constant_array_quantity_str_1,serial_number_constant_quantity_int32_1,date_time_string_array_quantity_str_1,event_count_quantity_int32_count,battery_voltage_main_quantity_float32_V,sample_number_quantity_int32_count,bytes_used_quantity_int32_1,bytes_free_quantity_int32_1 | time
BETA | DICT35 |  | prest_event_counter | PD7,PD10,PD11,PD16,PD274,PD114,PD299,PD300,PD301,PD302,PD303,PD304,PD305,PD306,PD307,PD308,PD309 | time_quantity_float64_seconds_since_1900-01-01,port_timestamp_quantity_float64_seconds_since_1900-01-01,driver_timestamp_quantity_float64_seconds_since_1900-01-01,preferred_timestamp_category_int8_string_int8_1,device_type_constant_array_quantity_str_1,serial_number_constant_quantity_int32_1,power_on_reset_quantity_int32_1,power_on_reset_quantity_int32_1,power_fail_reset_quantity_int32_1,watchdog_reset_quantity_int32_1,serial_byte_error_quantity_int32_1,command_buffer_overflow_quantity_int32_1,serial_receive_overflow_quantity_int32_1,low_battery_quantity_int32_1,out_of_memory_quantity_int32_1,signal_error_quantity_int32_1,error_10_quantity_int32_1,error_12_quantity_int32_1 | time
BETA | DICT36 |  | prest_hardware_data | PD7,PD10,PD11,PD16,PD274,PD114,PD291,PD113,PD293,PD294,PD295,PD296,PD297 | time_quantity_float64_seconds_since_1900-01-01,port_timestamp_quantity_float64_seconds_since_1900-01-01,driver_timestamp_quantity_float64_seconds_since_1900-01-01,preferred_timestamp_category_int8_string_int8_1,device_type_constant_array_quantity_str_1,serial_number_constant_quantity_int32_1,manufacturer_constant_array_quantity_str_1,firmware_version_constant_array_quantity_str_1,firmware_date_constant_array_quantity_str_1,hardware_version_constant_array_quantity_str_1,pcb_serial_number_constant_array_quantity_str_1,pcb_type_constant_array_quantity_str_1,manufacture_date_constant_array_quantity_str_1 | time
VOID | DICT37 |  | nutnr_b_raw | PD7,PD10,PD11,PD16,PD26 | time_quantity_float64_seconds_since_1900-01-01,port_timestamp_quantity_float64_seconds_since_1900-01-01,driver_timestamp_quantity_float64_seconds_since_1900-01-01,preferred_timestamp_category_int8_string_int8_1,raw_array_quantity_opaque_1 | time
CW_TEST | DICT38 |  | nutnr_b_sample | PD7,PD10,PD11,PD12,PD16,PD310,PD312,PD313,PD314,PD315,PD316,PD317,PD318,PD319,PD320,PD321,PD322,PD323,PD324,PD325,PD326,PD327,PD328,PD329,PD330,PD331,PD332,PD333 | time_quantity_float64_seconds_since_1900-01-01,port_timestamp_quantity_float64_seconds_since_1900-01-01,driver_timestamp_quantity_float64_seconds_since_1900-01-01,internal_timestamp_quantity_float64_seconds_since_1900-01-01,preferred_timestamp_category_int8_string_int8_1,frame_header_array_quantity_str_1,frame_type_array_quantity_str_1,serial_number_constant_array_quantity_str_1,date_of_sample_quantity_int16_1,time_of_sample_quantity_float64_h,nitrate_concentration_quantity_float32_uMol_L_1,aux_fitting_1_quantity_float32_1,aux_fitting_2_quantity_float32_1,aux_fitting_3_quantity_float32_1,rms_error_quantity_float32_uMol_L_1,temp_interior_quantity_float32_deg_C,temp_spectrometer_quantity_float32_deg_C,temp_lamp_quantity_float32_deg_C,lamp_time_quantity_float32_s,humidity_quantity_float32_%,voltage_lamp_quantity_float32_V,voltage_analog_quantity_float32_V,voltage_main_quantity_float32_V,ref_channel_average_quantity_float32_counts,ref_channel_variance_quantity_float32_1,sea_water_dark_quantity_float32_counts,spec_channel_average_quantity_float32_counts,spectral_channels_array_quantity_uint16_counts,checksum_quantity_uint8_1 | time
CW_TEST | DICT39 |  | nutnr_b_status | PD7,PD10,PD11,PD16,PD334,PD335,PD336,PD337,PD338,PD339,PD340,PD113,PD293,PD343,PD114,PD345,PD346,PD347,PD327,PD320,PD321,PD322,PD348,PD349,PD350,PD351,PD352 | time_quantity_float64_seconds_since_1900-01-01,port_timestamp_quantity_float64_seconds_since_1900-01-01,driver_timestamp_quantity_float64_seconds_since_1900-01-01,preferred_timestamp_category_int8_string_int8_1,startup_time_quantity_int32_s,persistor_cf_card_array_quantity_str_1,persistor_bios_array_quantity_str_1,persistor_picodos_version_array_quantity_str_1,persistor_picodos_bytes_used_quantity_int32_bytes,cf_card_size_quantity_int32_bytes,cf_card_free_quantity_int32_bytes,firmware_version_array_quantity_str_1,firmware_date_array_quantity_str_1,previous_shutdown_code_array_quantity_str_1,serial_number_quantity_int32_1,operating_mode_array_quantity_str_1,use_shutter_darks_bool_int8_1,lamp_time_quantity_int32_s,voltage_main_quantity_float32_V,temp_interior_quantity_float32_deg_C,temp_spectrometer_quantity_float32_deg_C,temp_lamp_quantity_float32_deg_C,spec_on_time_quantity_int32_s,spec_powered_time_quantity_int32_s,lamp_on_time_quantity_int32_s,lamp_powered_time_quantity_int32_s,data_log_file_array_quantity_str_1 | time
VOID | DICT40 |  | pco2w_b_raw | PD7,PD10,PD11,PD16,PD26 | time_quantity_float64_seconds_since_1900-01-01,port_timestamp_quantity_float64_seconds_since_1900-01-01,driver_timestamp_quantity_float64_seconds_since_1900-01-01,preferred_timestamp_category_int8_string_int8_1,raw_array_quantity_opaque_1 | time
CW_TEST | DICT41 |  | pco2w_b_control_record | PD7,PD10,PD11,PD12,PD16,PD353,PD354,PD355,PD356,PD333 | time_quantity_float64_seconds_since_1900-01-01,port_timestamp_quantity_float64_seconds_since_1900-01-01,driver_timestamp_quantity_float64_seconds_since_1900-01-01,internal_timestamp_quantity_float64_seconds_since_1900-01-01,preferred_timestamp_category_int8_string_int8_1,unique_id_quantity_uint8_1,record_length_quantity_uint8_1,record_type_quantity_uint8_1,record_time_quantity_int32_s,checksum_quantity_uint8_1 | time
CW_TEST | DICT42 |  | pco2w_b_data_record | PD7,PD10,PD11,PD12,PD16,PD353,PD354,PD355,PD356,PD357,PD358,PD359,PD333 | time_quantity_float64_seconds_since_1900-01-01,port_timestamp_quantity_float64_seconds_since_1900-01-01,driver_timestamp_quantity_float64_seconds_since_1900-01-01,internal_timestamp_quantity_float64_seconds_since_1900-01-01,preferred_timestamp_category_int8_string_int8_1,unique_id_quantity_uint8_1,record_length_quantity_uint8_1,record_type_quantity_uint8_1,record_time_quantity_int32_s,light_measurements_array_quantity_int16_counts,voltage_battery_quantity_int16_counts,thermistor_raw_quantity_int16_counts,checksum_quantity_uint8_1 | time
CW_TEST | DICT43 |  | pco2w_b_immediate_status | PD7,PD10,PD11,PD16,PD360,PD361,PD362,PD363,PD364 | time_quantity_float64_seconds_since_1900-01-01,port_timestamp_quantity_float64_seconds_since_1900-01-01,driver_timestamp_quantity_float64_seconds_since_1900-01-01,preferred_timestamp_category_int8_string_int8_1,pump_on_boolean_int8_1,valve_on_boolean_int8_1,external_power_on_boolean_int8_1,debug_led_boolean_int8_1,debug_echo_boolean_int8_1 | time
CW_TEST | DICT44 |  | pco2w_b_regular_status | PD7,PD10,PD11,PD12,PD16,PD365,PD366,PD367,PD368,PD369,PD370,PD371,PD372,PD373,PD374,PD375,PD376,PD377,PD378,PD379 | time_quantity_float64_seconds_since_1900-01-01,port_timestamp_quantity_float64_seconds_since_1900-01-01,driver_timestamp_quantity_float64_seconds_since_1900-01-01,internal_timestamp_quantity_float64_seconds_since_1900-01-01,preferred_timestamp_category_int8_string_int8_1,elapsed_time_config_quantity_int32_s,clock_active_boolean_int8_1,recording_active_boolean_int8_1,record_end_on_time_boolean_int8_1,record_memory_full_boolean_int8_1,record_end_on_error_boolean_int8_1,data_download_ok_boolean_int8_1,flash_memory_open_boolean_int8_1,battery_error_fatal_boolean_int8_1,battery_low_measurement_boolean_int8_1,battery_low_blank_boolean_int8_1,battery_low_external_boolean_int8_1,external_device_fault_quantity_int8_1,flash_erased_boolean_int8_1,power_on_invalid_boolean_int8_1 | time
CW_TEST | DICT45 |  | pco2w_b_configuration | PD7,PD10,PD11,PD12,PD16,PD380,PD381,PD382,PD383,PD384,PD385,PD386,PD387,PD388,PD389,PD390,PD391,PD392,PD393,PD394,PD395,PD396,PD397,PD398,PD399,PD400,PD401,PD402,PD403,PD404,PD405,PD406,PD407,PD408,PD409,PD410,PD411,PD412,PD413,PD414,PD415,PD416,PD417,PD418,PD419,PD420 | time_quantity_float64_seconds_since_1900-01-01,port_timestamp_quantity_float64_seconds_since_1900-01-01,driver_timestamp_quantity_float64_seconds_since_1900-01-01,internal_timestamp_quantity_float64_seconds_since_1900-01-01,preferred_timestamp_category_int8_string_int8_1,launch_time_quantity_int32_s,start_time_offset_quantity_int32_s_,recording_time_quantity_int32_s,pmi_sample_schedule_boolean_int8_1,sami_sample_schedule_boolean_int8_1,slot1_follows_sami_sample_boolean_int8_1,slot1_independent_schedule_boolean_int8_1,slot2_follows_sami_sample_boolean_int8_1,slot2_independent_schedule_boolean_int8_1,slot3_follows_sami_sample_boolean_int8_1,slot3_independent_schedule_boolean_int8_1,timer_interval_sami_quantity_int32_s,driver_id_sami_quantity_int8_1,parameter_pointer_sami_quantity_int8_1,timer_interval_device1_quantity_int32_s,driver_id_device1_quantity_int8_1,parameter_pointer_device1_quantity_int8_1,timer_interval_device2_quantity_int32_s,driver_id_device2_quantity_int8_1,parameter_pointer_device2_quantity_int8_1,timer_interval_device3_quantity_int32_s,driver_id_device3_quantity_int8_1,parameter_pointer_device3_quantity_int8_1,timer_interval_prestart_quantity_int32_s,driver_id_prestart_quantity_int8_1,parameter_pointer_prestart_quantity_int8_1,use_baud_rate_9600_boolean_int8_1,send_record_type_early_boolean_int8_1,send_live_records_boolean_int8_1,extend_global_config_boolean_int8_1,pump_pulse_quantity_uint8_s,pump_on_to_measure_quantity_uint8_s,samples_per_measure_quantity_uint8_counts,cycles_between_blanks_quantity_uint8_counts,num_reagent_cycles_quantity_uint8_counts,num_blank_cycles_quantity_uint8_counts,flush_pump_interval_quantity_uint8_s,blank_flush_on_start_boolean_int8_1,pump_pulse_post_measure_boolean_int8_1,num_extra_pump_cycles_quantity_uint8_counts,cycle_interval_quantity_uint8_s | time
VOID | DICT46 |  | trhph_raw | PD7, PD10, PD11, PD12, PD16, PD26 | time_quantity_float64_seconds_since_1900-01-01,port_timestamp_quantity_float64_seconds_since_1900-01-01,driver_timestamp_quantity_float64_seconds_since_1900-01-01,preferred_timestamp_category_int8_string_int8_1,raw_array_quantity_opaque_1 | time
SP_TEST | DICT47 |  | trhph_sample | PD7, PD10, PD11, PD12, PD16, PD421, PD422, PD423, PD424, PD425, PD426, PD427, PD428, PD429, PD430, PD431, PD432 | time_quantity_float64_seconds_since_1900-01-01, port_timestamp_quantity_float64_seconds_since_1900-01-01, driver_timestamp_quantity_float64_seconds_since_1900-01-01, preferred_timestamp_category_int8_string_int8_1, resistivity_5_quantity_float32_V, resistivity_x1_quantity_float32_V, resistivity_x5_quantity_float32_V, hydrogen_5_quantity_float32_V, hydrogen_x1_quantity_float32_V, hydrogen_x5_quantity_float32_V, eh_sensor_quantity_float32_V, ref_temp_volts_quantity_float32_V, ref_temp_degc_quantity_float32_deg_C, resistivity_temp_volts_quantity_float32_V, resistivity_temp_degc_quantity_float32_deg_C, battery_voltage_quantity_float32_V | time
VOID | DICT48 |  | velpt_raw | PD7,PD10,PD11,PD16,PD26 | time_quantity_float64_seconds_since_1900-01-01,port_timestamp_quantity_float64_seconds_since_1900-01-01,driver_timestamp_quantity_float64_seconds_since_1900-01-01,preferred_timestamp_category_int8_string_int8_1,raw_array_quantity_opaque_1 | time
CW_TEST | DICT49 |  | velpt_hardware_configuration | PD7,PD10,PD11,PD16,PD461,PD462,PD463,PD464,PD465,PD466,PD467,PD468,PD113 | time_quantity_float64_seconds_since_1900-01-01,port_timestamp_quantity_float64_seconds_since_1900-01-01,driver_timestamp_quantity_float64_seconds_since_1900-01-01,preferred_timestamp_category_int8_string_int8_1,instrmt_type_serial_number_array_quantity_string_1,recorder_installed_boolean_int8_1,compass_installed_boolean_int8_1,board_frequency_quantity_int16_kHz,pic_version_quantity_int16_1,hardware_revision_quantity_int16_1,recorder_size_quantity_int16_bytes,velocity_range_category_int8_string_int8_1,firmware_version_array_quantity_string_1 | time
CW_TEST | DICT50 |  | velpt_head_configuration | PD7,PD10,PD11,PD16,PD470,PD471,PD472,PD473,PD474,PD475,PD476,PD477,PD478 | time_quantity_float64_seconds_since_1900-01-01,port_timestamp_quantity_float64_seconds_since_1900-01-01,driver_timestamp_quantity_float64_seconds_since_1900-01-01,preferred_timestamp_category_int8_string_int8_1,pressure_sensor_boolean_int8_1,magnetometer_sensor_boolean_int8_1,tilt_sensor_boolean_int8_1,tilt_sensor_mounting_category_int8_string_int8_1,head_frequency_quantity_int16_kHz,head_type_quantity_string_1,head_serial_number_quantity_string_1,system_data_quantity_string_1,number_beams_quantity_int16_1 | time
CW_TEST | DICT51 |  | velpt_user_configuration | PD7,PD10,PD11,PD16,PD479,PD480,PD481,PD482,PD483,PD484,PD485,PD478,PD487,PD488,PD489,PD490,PD491,PD492,PD493,PD494,PD495,PD496,PD497,PD498,PD499,PD500,PD501,PD502,PD503,PD504,PD505,PD506,PD507,PD508,PD509,PD510,PD511,PD512,PD513,PD514,PD515,PD516,PD517,PD518,PD519,PD520,PD521,PD522,PD523,PD525,PD526,PD527,PD528,PD529,PD530,PD531,PD532,PD533,PD534 | time_quantity_float64_seconds_since_1900-01-01,port_timestamp_quantity_float64_seconds_since_1900-01-01,driver_timestamp_quantity_float64_seconds_since_1900-01-01,preferred_timestamp_category_int8_string_int8_1,transmit_pulse_length_quantity_int16_counts,blanking_distance_quantity_int16_counts,receive_length_quantity_int16_counts,time_between_pings_quantity_int16_counts,time_between_bursts_quantity_int16_counts,number_pings_quantity_int16_1,average_interval_quantity_int16_sec,number_beams_quantity_int16_1,profile_type_category_int8_string_int8_1,mode_type_quantity_int8_1,power_level_tcm1_quantity_int8_1,power_level_tcm2_quantity_int8_1,sync_out_position_quantity_int8_1,sample_on_sync_quantity_int8_1,start_on_sync_quantity_int8_1,power_level_pcr1_quantity_int8_1,power_level_pcr2_quantity_int8_1,compass_update_rate_quantity_int16_Hz,coordinate_system_quantity_int8_1,number_cells_quantity_int16_1,cell_size_quantity_int16_m,measurement_interval_quantity_int16_sec,deployment_name_array_quantity_string_1,wrap_moder_quantity_int16_1,deployment_start_time_quantity_int8_1,diagnostics_interval_quantity_int32_sec,use_specified_sound_speed_boolean_int8_1,diagnostics_mode_enable_boolean_int8_1,analog_output_enable_boolean_int8_1,output_format_quantity_int8_1,scaling_quantity_int8_1,serial_output_enable_boolean_int8_1,stage_enable_boolean_int8_1,analog_power_output_boolean_int8_1,sound_speed_adjust_factor_quantity_int16_m_s_1,number_diagnostics_samples_quantity_int16_1,number_beams_per_cell_quantity_int16_1,number_pings_diagnostic_quantity_int16_1,use_dsp_filter_boolean_int8_1,filter_data_output_quantity_int8_1,analog_input_address_quantity_int16_1,software_version_quantity_int16_1,velocity_adjustment_factor_quantity_int16_1,file_comments_array_quantity_string_1,wave_data_rate_quantity_int8_Hz,wave_cell_position_quantity_int8_1,dynamic_position_type_quantity_int8_1,precent_wave_cell_position_quantity_int16_1,wave_transmit_pulse_quantity_int16_1,fixed_wave_blanking_distance_quantity_int16_counts,wave_measurement_cell_size_quantity_int16_m,number_diagnostics_per_wave_quantity_int16_1,number_samples_per_burst_quantity_int16_1,analog_scale_factor_quantity_int16_1,correlation_threshold_quantity_int16_1,transmit_pulse_length_quantity_int16_counts,filter_constants_quantity_int16_1 | time
CW_TEST | DICT52 |  | velpt_velocity_data | PD7,PD10,PD11,PD12,PD16,PD93,PD433,PD434,PD432,PD435,PD436,PD437,PD438,PD2,PD439,PD440,PD441,PD442,PD443,PD444,PD445,PD446 | time_quantity_float64_seconds_since_1900-01-01,port_timestamp_quantity_float64_seconds_since_1900-01-01,driver_timestamp_quantity_float64_seconds_since_1900-01-01,internal_timestamp_quantity_float64_seconds_since_1900-01-01,preferred_timestamp_category_int8_string_int8_1,date_time_string_array_quantity_str_1,error_code_quantity_int16_1,analog1_quantity_int16_1,battery_voltage_quantity_float32_V,sound_speed_analog2_quantity_float32_m_s_1,heading_quantity_float32_degrees,pitch_quantity_float32_degrees,roll_quantity_float32_degrees,pressure_quantity_float32_dbar,status_quantity_int8_1,temperature_quantity_float32_degC,velocity_beam1_quantity_float32_mm_s_1,velocity_beam2_quantity_float32_mm_s_1,velocity_beam3_quantity_float32_mm_s_1,amplitude_beam1_quantity_int16_counts,amplitude_beam2_quantity_int16_counts,amplitude_beam3_quantity_int16_counts | time
CW_TEST | DICT53 |  | velpt_diagostics_header | PD7,PD10,PD11,PD16,PD447,PD448,PD449,PD450,PD451,PD452,PD453,PD454,PD455,PD456,PD457,PD458,PD459,PD460 | time_quantity_float64_seconds_since_1900-01-01,port_timestamp_quantity_float64_seconds_since_1900-01-01,driver_timestamp_quantity_float64_seconds_since_1900-01-01,preferred_timestamp_category_int8_string_int8_1,records_to_follow_quantity_int16_1,cell_number_diagnostics_quantity_int16_1,noise_amplitude_beam1_quantity_int8_counts,noise_amplitude_beam2_quantity_int8_counts,noise_amplitude_beam3_quantity_int8_counts,noise_amplitude_beam4_quantity_int8_counts,processing_magnitude_beam1_quantity_int16_1,processing_magnitude_beam2_quantity_int16_1,processing_magnitude_beam3_quantity_int16_1,processing_magnitude_beam4_quantity_int16_1,distance_beam1_quantity_int16_1,distance_beam2_quantity_int16_1,distance_beam3_quantity_int16_1,distance_beam4_quantity_int16_1 | time
CW_TEST | DICT54 |  | velpt_diagnostics_data | PD7,PD10,PD11,PD12,PD16,PD93,PD433,PD434,PD432,PD435,PD436,PD437,PD438,PD2,PD439,PD440,PD441,PD442,PD443,PD444,PD445,PD446 | time_quantity_float64_seconds_since_1900-01-01,port_timestamp_quantity_float64_seconds_since_1900-01-01,driver_timestamp_quantity_float64_seconds_since_1900-01-01,internal_timestamp_quantity_float64_seconds_since_1900-01-01,preferred_timestamp_category_int8_string_int8_1,date_time_string_array_quantity_str_1,error_code_quantity_int16_1,analog1_quantity_int16_1,battery_voltage_quantity_float32_V,sound_speed_analog2_quantity_float32_m_s_1,heading_quantity_float32_degrees,pitch_quantity_float32_degrees,roll_quantity_float32_degrees,pressure_quantity_float32_dbar,status_quantity_int8_1,temperature_quantity_float32_degC,velocity_beam1_quantity_float32_mm_s_1,velocity_beam2_quantity_float32_mm_s_1,velocity_beam3_quantity_float32_mm_s_1,amplitude_beam1_quantity_int16_counts,amplitude_beam2_quantity_int16_counts,amplitude_beam3_quantity_int16_counts | time
VOID | DICT55 |  | vel3d_cd_raw | PD7,PD10,PD11,PD16,PD26 | time_quantity_float64_seconds_since_1900-01-01,port_timestamp_quantity_float64_seconds_since_1900-01-01,driver_timestamp_quantity_float64_seconds_since_1900-01-01,preferred_timestamp_category_int8_string_int8_1,raw_array_quantity_opaque_1 | time
CW_TEST | DICT56 |  | vel3d_cd_hardware_configuration | PD7,PD10,PD11,PD16,PD461,PD462,PD463,PD464,PD465,PD466,PD467,PD468,PD113 | time_quantity_float64_seconds_since_1900-01-01,port_timestamp_quantity_float64_seconds_since_1900-01-01,driver_timestamp_quantity_float64_seconds_since_1900-01-01,preferred_timestamp_category_int8_string_int8_1,instrmt_type_serial_number_array_quantity_string_1,recorder_installed_boolean_int8_1,compass_installed_boolean_int8_1,board_frequency_quantity_int16_kHz,pic_version_quantity_int16_1,hardware_revision_quantity_int16_1,recorder_size_quantity_int16_bytes,velocity_range_category_int8_string_int8_1,firmware_version_array_quantity_string_1 | time
CW_TEST | DICT57 |  | vel3d_cd_head_configuration | PD7,PD10,PD11,PD16,PD470,PD471,PD472,PD473,PD474,PD475,PD476,PD477,PD478 | time_quantity_float64_seconds_since_1900-01-01,port_timestamp_quantity_float64_seconds_since_1900-01-01,driver_timestamp_quantity_float64_seconds_since_1900-01-01,preferred_timestamp_category_int8_string_int8_1,pressure_sensor_boolean_int8_1,magnetometer_sensor_boolean_int8_1,tilt_sensor_boolean_int8_1,tilt_sensor_mounting_category_int8_string_int8_1,head_frequency_quantity_int16_kHz,head_type_quantity_string_1,head_serial_number_quantity_string_1,system_data_quantity_string_1,number_beams_quantity_int16_1 | time
CW_TEST | DICT58 |  | vel3d_cd_user_configuration | PD7,PD10,PD11,PD16,PD479,PD480,PD481,PD482,PD483,PD484,PD485,PD478,PD487,PD488,PD489,PD490,PD491,PD492,PD493,PD494,PD495,PD496,PD497,PD498,PD499,PD500,PD501,PD502,PD503,PD504,PD505,PD506,PD507,PD508,PD509,PD510,PD511,PD512,PD513,PD514,PD515,PD516,PD517,PD518,PD519,PD520,PD521,PD522,PD523,PD526,PD525,PD527,PD528,PD529,PD530,PD531,PD532,PD533,PD534 | time_quantity_float64_seconds_since_1900-01-01,port_timestamp_quantity_float64_seconds_since_1900-01-01,driver_timestamp_quantity_float64_seconds_since_1900-01-01,preferred_timestamp_category_int8_string_int8_1,transmit_pulse_length_quantity_int16_counts,blanking_distance_quantity_int16_counts,receive_length_quantity_int16_counts,time_between_pings_quantity_int16_counts,time_between_bursts_quantity_int16_counts,number_pings_quantity_int16_1,average_interval_quantity_int16_sec,number_beams_quantity_int16_1,profile_type_category_int8_string_int8_1,mode_type_quantity_int8_1,power_level_tcm1_quantity_int8_1,power_level_tcm2_quantity_int8_1,sync_out_position_quantity_int8_1,sample_on_sync_quantity_int8_1,start_on_sync_quantity_int8_1,power_level_pcr1_quantity_int8_1,power_level_pcr2_quantity_int8_1,compass_update_rate_quantity_int16_Hz,coordinate_system_quantity_int8_1,number_cells_quantity_int16_1,cell_size_quantity_int16_m,measurement_interval_quantity_int16_sec,deployment_name_array_quantity_string_1,wrap_moder_quantity_int16_1,deployment_start_time_quantity_int8_1,diagnostics_interval_quantity_int32_sec,use_specified_sound_speed_boolean_int8_1,diagnostics_mode_enable_boolean_int8_1,analog_output_enable_boolean_int8_1,output_format_quantity_int8_1,scaling_quantity_int8_1,serial_output_enable_boolean_int8_1,stage_enable_boolean_int8_1,analog_power_output_boolean_int8_1,sound_speed_adjust_factor_quantity_int16_m_s_1,number_diagnostics_samples_quantity_int16_1,number_beams_per_cell_quantity_int16_1,number_pings_diagnostic_quantity_int16_1,use_dsp_filter_boolean_int8_1,filter_data_output_quantity_int8_1,analog_input_address_quantity_int16_1,software_version_quantity_int16_1,velocity_adjustment_factor_quantity_int16_1,file_comments_array_quantity_string_1,wave_data_rate_quantity_int8_Hz,wave_cell_position_quantity_int8_1,dynamic_position_type_quantity_int8_1,precent_wave_cell_position_quantity_int16_1,wave_transmit_pulse_quantity_int16_1,fixed_wave_blanking_distance_quantity_int16_counts,wave_measurement_cell_size_quantity_int16_m,number_diagnostics_per_wave_quantity_int16_1,number_samples_per_burst_quantity_int16_1,analog_scale_factor_quantity_int16_1,correlation_threshold_quantity_int16_1,transmit_pulse_length_quantity_int16_counts,filter_constants_quantity_int16_1 | time
LC_TEST | DICT59 |  | luke_test | PD7,PD6,PD26 |  | time
VOID | DICT60 |  | optaa_raw | PD7,PD10,PD11,PD12,PD16,PD26 |  | time
CW_TEST | DICT61 |  | optaa_sample | PD7,PD10,PD11,PD12,PD16,PD583,PD584,PD585,PD114,PD586,PD587,PD588,PD589,PD590,PD591,PD592,PD593,PD594,PD595,PD596,PD597,PD598 |  | time
CW_TEST | DICT62 |  | optaa_status | PD7,PD10,PD11,PD12,PD16,PD599,PD293,PD600,PD601,PD603 |  | time
VOID | DICT63 |  | tmpsf_raw | PD7,PD10,PD11,PD12,PD16,PD26 | time_quantity_float64_seconds_since_1900-01-01,port_timestamp_quantity_float64_seconds_since_1900-01-01,driver_timestamp_quantity_float64_seconds_since_1900-01-01,preferred_timestamp_category_int8_string_int8_1,raw_array_quantity_opaque_1 | time
SP_TEST | DICT64 |  | tmpsf_sample | PD7,PD10,PD11,PD12,PD16,PD93,PD603,PD432 | time_quantity_float64_seconds_since_1900-01-01, port_timestamp_quantity_float64_seconds_since_1900-01-01, driver_timestamp_quantity_float64_seconds_since_1900-01-01, preferred_timestamp_category_int8_string_int8_1, date_time_string_array_quantity_str_1, temperature_array_quantity_float32_degC, battery_voltage_quantity_float32_V | time
SP_TEST | DICT65 |  | tmpsf_engineering | PD7,PD10,PD11,PD12,PD16,PD604,PD432 | time_quantity_float64_seconds_since_1900-01-01, port_timestamp_quantity_float64_seconds_since_1900-01-01, driver_timestamp_quantity_float64_seconds_since_1900-01-01, preferred_timestamp_category_int8_string_int8_1, tmpsf_cal_coeffs_array_quantity_float32_1, battery_voltage_quantity_float32_V | time
OBSOLETE | DICT66 | DUPLICATE! | tide_parsed | PD7,PD10,PD11,PD12,PD16,PD2,PD29,PD6,PD1,PD3 | time,port_timestamp,driver_timestamp,internal_timestamp,preferred_timestamp,pressure,pressure_temp,temp,conductivity,salinity | time | DUPLICATE
SP_TEST | DICT67 |  | vel3d_jb_sample | PD7, PD10, PD11, PD12, PD16, PD93, PD535, PD536, PD537, PD538, PD539, PD540, PD541, PD440, PD542, PD543, PD437, PD438 |  | time
SP_TEST | DICT68 |  | vel3d_jb_engineering | PD7, PD10, PD11, PD12, PD16, PD733, PD734, PD735, PD736, PD737, PD738, PD739, PD740, PD741 |  | time
BETA | DICT69 |  | presf_tide_converted | PD7,PD95 |  | time
CW_TEST | DICT70 |  | adcp_pd0_parsed | PD7,PD10,PD11,PD12,PD16,PD605,PD606,PD607,PD608,PD609,PD610,PD611,PD612,PD613,PD614,PD615,PD616,PD617,PD618,PD619,PD620,PD621,PD622,PD623,PD624,PD625,PD626,PD627,PD628,PD629,PD630,PD631,PD632,PD633,PD634,PD635,PD636,PD637,PD638,PD639,PD640,PD641,PD642,PD643,PD644,PD645,PD646,PD647,PD648,PD649,PD650,PD651,PD652,PD653,PD654,PD655,PD656,PD657,PD658,PD659,PD660,PD661,PD662,PD663,PD664,PD12,PD666,PD667,PD668,PD669,PD670,PD671,PD672,PD673,PD674,PD675,PD676,PD677,PD678,PD679,PD680,PD681,PD682,PD683,PD684,PD685,PD686,PD687,PD688,PD689,PD690,PD691,PD692,PD693,PD694,PD695,PD696,PD697,PD698,PD699,PD700,PD701,PD702,PD703,PD704,PD705,PD706,PD707,PD708,PD709,PD710,PD711,PD12,PD713,PD714,PD715,PD716,PD717,PD718,PD719,PD720,PD721,PD722,PD723,PD724,PD725,PD726,PD727,PD728,PD729,PD730,PD731,PD732,PD743 |  | time
CW_TEST | DICT71 |  | adcp_pd12_parsed | PD7,PD10,PD11,PD12,PD16,PD784,PD607,PD664,PD661,PD611,PD612,PD785,PD771,PD772,PD773,PD786,PD767,PD788,PD789,PD790,PD791,PD792,PD793,PD794,PD714,PD715,PD716,PD717,PD743 |  | time
CW_TEST | DICT72 |  | adcp_waves_parsed | PD7,PD10,PD11,PD12,PD16,PD744,PD745,PD608,PD747,PD748,PD749,PD750,PD751,PD752,PD753,PD754,PD755,PD651,PD757,PD758,PD759,PD760,PD761,PD762,PD676,PD764,PD765,PD766,PD767,PD768,PD769,PD770,PD771,PD772,PD773,PD774,PD775,PD776,PD777,PD778,PD779,PD780,PD781,PD782,PD783,PD743 |  | time
CW_TEST | DICT73 |  | adcp_compass_calibration | PD7,PD10,PD11,PD16,PD795,PD796,PD797,PD798,PD799,PD800,PD801,PD802,PD803,PD804,PD805,PD806 |  | time
CW_TEST | DICT74 |  | adcp_system_configuration | PD7,PD10,PD11,PD16,PD312,PD807,PD808,PD809,PD810,PD811,PD812,PD813,PD814,PD815,PD816,PD817,PD818,PD819,PD820,PD821,PD822,PD823,PD824,PD825,PD826,PD827,PD828 |  | time
CW_TEST | DICT75 |  | vel3d_cd_data_header | PD7,PD10,PD11,PD12,PD16,PD93,PD571,PD572,PD573,PD574,PD575,PD576,PD577 |  | time
CW_TEST | DICT76 |  | vel3d_cd_velocity_data | PD7,PD10,PD11,PD16,PD547,PD548,PD549,PD550,PD551,PD552,PD553,PD554,PD555,PD556,PD557,PD558,PD559 |  | time
CW_TEST | DICT77 |  | vel3d_cd_system_data | PD7,PD10,PD11,PD12,PD16,PD93,PD432,PD562,PD436,PD437,PD438,PD440,PD567,PD568,PD569 |  | time
CW_TEST | DICT78 |  | vel3d_cd_clock_data | PD7,PD10,PD11,PD12,PD16,PD829,PD830 |  | time
CW_TEST | DICT79 |  | vel3d_cd_battery_voltage | PD7,PD10,PD11,PD16,PD831 |  | time
CW_TEST | DICT80 |  | vel3d_cd_identification_string | PD7,PD10,PD11,PD16,PD832 |  | time
CW_TEST | DICT81 |  | velpt_clock_data | PD7,PD10,PD11,PD12,PD16,PD829,PD830 |  | time
CW_TEST | DICT82 |  | velpt_battery_voltage | PD7,PD10,PD11,PD16,PD831 |  | time
CW_TEST | DICT83 |  | velpt_identification_string | PD7,PD10,PD11,PD16,PD832 |  | time
BETA | DICT84 |  | presf_wave_burst | PD7,PD10,PD11,PD12,PD16,PD93,PD96,PD833 |  | time
BETA | DICT85 |  | presf_wave_statistics | PD7,PD10,PD11,PD16,PD97,PD98,PD99,PD100,PD101,PD102,PD103,PD104,PD105,PD106,PD107,PD108,PD109,PD110,PD111,PD112 |  | time
BETA | DICT86 |  | prest_l1_pressure | PD7,PD95 |  | time
SP_TEST | DICT87 |  | botpt_nano_sample | PD7,PD10,PD11,PD12,PD16, PD837, PD838, PD93, PD848, PD843
SP_TEST | DICT88 |  | botpt_lily_sample | PD7,PD10,PD11,PD12,PD16, PD837, PD93, PD839, PD840, PD841, PD849, PD842, PD312
SP_TEST | DICT89 |  | botpt_iris_sample | PD7,PD10,PD11,PD12,PD16, PD837, PD93, PD846, PD847, PD850, PD312
SP_TEST | DICT90 |  | botpt_heat_sample | PD7,PD10,PD11,PD12,PD16, PD837, PD93, PD844, PD845, PD851
BETA | DICT91 |  | ctdbp_cdef_L0 | PD7,PD193,PD194,PD195 |  | time
BETA | DICT92 |  | ctdbp_cdef_L1 | PD7,PD193,PD194,PD195 |  | time
BETA | DICT93 |  | ctdbp_cdef_L2_pracsal | PD7,PD3 |  | time
BETA | DICT94 |  | ctdbp_cdef_L2_density | PD7,PD5 |  | time
LC_TEST | DICT95 |  | sbe37_L0_test | PD7,PD8,PD9,PD857,PD858,PD859 |  | time
LC_TEST | DICT96 |  | sbe37_L1_test | PD7,PD8,PD9,PD854,PD855,PD856 |  | time
Note on E11: The raw stream should not include latitude, longitude, and quality flags (PD8, PD9 and PD17). -wingard.osu

## ParameterDictionary_OLD
Scenario | confluence | name | parameters | temporal_parameter
STOP! | THIS SHEET IS NOT USED BY PRELOAD
BASE |  | ctd_parsed_param_dict | time,port_timestamp,driver_timestamp,internal_timestamp,preferred_timestamp,lat,lon,pressure,conductivity,temp,salinity,density,quality_flag | time
BASE | OBSOLETE: use "raw" | ctd_raw_param_dict | time,port_timestamp,driver_timestamp,internal_timestamp,preferred_timestamp,lat,lon,quality_flag,raw | time
BASE |  | graph_image_param_dict | viz_timestamp,viz_product_type,image_name,content_type,image_obj | viz_timestamp
BASE |  | google_dt | google_dt_components
BASE | ISSUE: Needs time param | mpl_graph | mpl_graph
TEST |  | sample | sample_param
BASE |  | platform_eng_parsed | time,internal_timestamp,preferred_timestamp,lat,lon,input_voltage | time
DEVS |  | parad_parsed | time,port_timestamp,driver_timestamp,internal_timestamp,preferred_timestamp,serial_num,elapsed_time,counts,checksum | time
DEVS |  | tide_parsed | time,port_timestamp,driver_timestamp,internal_timestamp,preferred_timestamp,pressure,pressure_temp,temp,conductivity,salinity | time
BASE |  | raw | time,port_timestamp,driver_timestamp,internal_timestamp,preferred_timestamp,lat,lon,quality_flag,raw | time
DEVS |  | trhph_parsed | time,port_timestamp,driver_timestamp,internal_timestamp,preferred_timestamp,Resistivity5,ResistivityX1,ResistivityX5,Hydrogen5,HydrogenX1,HydrogenX5,EhSensor,RefTempVolts,RefTempDegC,ResistivityTempVolts,ResistivityTempDegC,BatteryVoltage | time
DEVS |  | prest_parsed | time,port_timestamp,driver_timestamp,internal_timestamp,preferred_timestamp,sample_number,sample_type,InstTime,pressure,pressure_temp | time
DEVS |  | velpt_parsed | time,port_timestamp,driver_timestamp,internal_timestamp,preferred_timestamp,timestamp,error,analog1,battery_voltage,sound_speed_analog2,heading,pitch,roll,pressure,status,temperature,velocity_beam1,velocity_beam2,velocity_beam3,amplitude_beam1,amplitude_beam2,amplitude_beam3 | time
DEVS |  | nutnr_parsed | time,port_timestamp,driver_timestamp,internal_timestamp,preferred_timestamp | time
IDK |  | idk_raw_param_dict | UNKNOWN | UNKNOWN
IDK |  | idk_parsed_param_dict | UNKNOWN | UNKNOWN

## PlatformAgent
Scenario | ID | owner_id | lcstate | org_ids | platform_model_ids | pa/name | pa/description | pa/agent_version | pa/driver_module | pa/driver_class | stream_configurations
STOP! | Changes to this doc can break the nose tests or interfere with test systems! BEFORE making changes, please read https://confluence.oceanobservatories.org/display/CIDev/Preload+development. AFTER making changes, please TEST, make a copy of this sheet, and commit the new URL to ion_loader.py!
BETA | PA1 | USER_1 | DEPLOYED_AVAILABLE | MF_3 | PM12 | RSN Platform Agent | RSN Platform Agent Using OMS Simulator | 0.1 | ion.agents.platform.rsn.rsn_platform_driver | RSNPlatformDriver | SC1,SC9
NOSE | PA_TEST | USER_1 | DEPLOYED_AVAILABLE | MF_TEST | PM12 | Unit Test Platform Agent | RSN Platform Agent Using OMS Simulator | 0.1 | ion.agents.platform.rsn.rsn_platform_driver | RSNPlatformDriver | SC1,SC9

## PlatformAgentInstance
Scenario | ID | owner_id | org_ids | platform_agent_id | platform_device_id | unused/start_agent | pai/name | pai/description | driver_config | platform_id | children | agent_device_map | agent_streamconfig_map | obsolete/stream_definition | obsolete/stream_configurations
STOP! | Changes to this doc can break the nose tests or interfere with test systems! BEFORE making changes, please read https://confluence.oceanobservatories.org/display/CIDev/Preload+development. AFTER making changes, please TEST, make a copy of this sheet, and commit the new URL to ion_loader.py!
DOC | [5 empty] | only base node in topology should start |  |  |  | if using the simulator, this MUST be a value defined in the simulator configuration network.yml | TODO: list of child platform_ids used to construct topology | don't need -- already have platform_device_id in colF for each platform_id | define from streamdef and parameter dictionary L360
BETA | PAI5 | USER_1 | MF_3 | PA1 | PDEV3 | TRUE | Platform Agent | RSN Platform Agent Instance | oms_uri: embsimulator | LJ01D |  |  |  | SD_PLATFORM1 | SC1,SC9
NOSE | PAI_TEST | USER_1 | MF_TEST | PA_TEST | PDEV_NOSE | TRUE | Unit Test Platform Agent Instance | RSN Platform Agent Instance | oms_uri: embsimulator | LJ01D |  |  |  | SD_PLATFORM1 | SC1,SC9

## PlatformDevice
Scenario | ID | confluence | owner_id | lcstate | org_ids | contact_ids | platform_model_id | pd/name | pd/description | pd/serial_number | obsolete/nominal_location | obsolete/manufacture_date | obsolete/platform_family
STOP! | Changes to this doc can break the nose tests or interfere with test systems! BEFORE making changes, please read https://confluence.oceanobservatories.org/display/CIDev/Preload+development. AFTER making changes, please TEST, make a copy of this sheet, and commit the new URL to ion_loader.py!
DOC | [10 empty] | oops? this wouldn't be preconfigured, it would be calculated?
BETA | PDEV3 |  | USER_1 | DEPLOYED_AVAILABLE | MF_3 | M_MANAGER,O_OWNERREP | PM12 | Beta Demonstration Platform Device | Beta Demonstration of RSN Platform Device connected to Simulated OMS | 103 |  | 20120423 | brady
R2_DEMO | PDEV4 |  | USER_1 | DEPLOYED_AVAILABLE | MF_3 | M_MANAGER,O_OWNERREP | PM12 | Profiler 200m Platform 104 | 200-meter Platform for Shallow Profiler - Platform 104 | 104 |  | 20120515 | tate
R2_DEMO | D1PlatformDevice1 | https://confluence.oceanobservatories.org/display/CIDev/Preload+Data+for+Deployments+1-3 | USER_1 | DEPLOYED_AVAILABLE | MF_3 | J_DELANEY,O_OWNERREP | PM13 | platform device for test deployment 1 | 200-meter Platform for Shallow Profiler - Deployment 1 | 104 |  | 20120515 | campbell
R2_DEMO | EEPlatformDevice1 | https://confluence.oceanobservatories.org/display/CIDev/Preload+Data+for+Deployments+1-3 | USER_1 | DEPLOYED_AVAILABLE | MF_3 | J_DELANEY,O_OWNERREP | PM13 | platform device for end to end R2 testing | 200-meter Platform for Shallow Profiler - EER2 test | 104 |  | 20120515 | bluth
IDK | IDK_PD |  | IDK_USER | DEPLOYED_AVAILABLE | IDK_ORG | IDK_USER1,IDK_USER2 | IDK_PM | IDK platform device | Platform device for IDK development | 104 |  | 20120515 | bluth
NOSE | PDEV_NOSE |  | USER_1 | DEPLOYED_AVAILABLE | MF_3 | M_MANAGER,O_OWNERREP | PM12 | Nose testing Platform Device | Beta Demonstration of RSN Platform Device connected to Simulated OMS | 103 |  | 20120423 | brady

## PlatformModel
Scenario | ID | owner_id | org_ids | pm/name | pm/description | pm/platform_family | pm/manufacturer | obsolete/OOI_node_type | pm/ci_onboard | pm/shore_networked | pm/platform_type | obsolete/maximum_crew
STOP! | Changes to this doc can break the nose tests or interfere with test systems! BEFORE making changes, please read https://confluence.oceanobservatories.org/display/CIDev/Preload+development. AFTER making changes, please TEST, make a copy of this sheet, and commit the new URL to ion_loader.py!
DOC |  |  | marine facility ID or virtual observatory ID | [6 empty] | boolean
R2_DEMO | PM11 | USER_1 | MF_3 | Shallow Profilern Demo | Shallow Profiler Model w/200M platform | Wire-Following Profiler | RSN | SP | FALSE | TRUE | http://mmisw.org/ont/mmi/platform/VerticalProfiler | 0
BETA | PM12 | USER_1 | MF_3 | Beta Demonstration Platform Model | Beta Demonstration of RSN Platform Model | Surface-Piercing Profiler | RSN | MJ | FALSE | TRUE | http://mmisw.org/ont/mmi/platform/BenthicNode | 0
R2_DEMO | PM13 | USER_1 | MF_3 | 200m Platform Demo | 200-meter Platform for Shallow Profiler Model | Wire-Following Profiler | RSN | FI | FALSE | TRUE | http://mmisw.org/ont/mmi/platform/mooring | 0
R2_DEMO | PM14 | USER_1 | MF_3 | Deep Profiler Demo | Wire-following Deep Profiler Model | Deep Profiler | RSN | WF | FALSE | TRUE | http://mmisw.org/ont/mmi/platform/VerticalProfiler | 0
R2_DEMO | PM15 | USER_1 | MF_3 | Low Power J-Box Demo | Low Power Junction Box (J-Box) Model | Low-power Junction Box | RSN | LJ | FALSE | TRUE | http://mmisw.org/ont/mmi/platform/BenthicNode | 0
R2_DEMO | PM16 | USER_1 | MF_3 | Low Voltage Node Demo | Low Voltage Node Model | Low-power Junction Box | RSN | ?? | FALSE | TRUE | http://mmisw.org/ont/mmi/platform/BenthicNode | 0
IDK | IDK_PM | IDK_USER | IDK_ORG | IDK Platform Model | Platform model for IDK development | Wire-Following Profiler | RSN | ?? | FALSE | TRUE | http://mmisw.org/ont/mmi/platform/BenthicNode | 0
NOSE | PM_NOSE | USER_1 | MF_TEST | Nose Testing Platform Model | Beta Demonstration of RSN Platform Model | Surface-Piercing Profiler | RSN | MJ | FALSE | TRUE | http://mmisw.org/ont/mmi/platform/BenthicNode | 0

## PlatformSite
Scenario | ID | confluence | owner_id | org_ids | parent_site_id | platform_model_ids | ps/name | ps/description | constraint_ids | coordinate_system
STOP! | Changes to this doc can break the nose tests or interfere with test systems! BEFORE making changes, please read https://confluence.oceanobservatories.org/display/CIDev/Preload+development. AFTER making changes, please TEST, make a copy of this sheet, and commit the new URL to ion_loader.py!
DOC |  |  |  | marine facility ID | parent site ID
BETA | LP3 |  | USER_1 | MF_3 | SITE_CE02SH | PM12 | Beta Demonstration Platform Site | Beta Demonstration Platform Site description | GEO1,TEMP1 | SUBMERGED
R2_DEMO | LP4 |  | USER_1 | MF_3 | SITE_CE02SHSM | PM12 | Coastal Endurance Oregon Shelf Surface Mooring Platform 2 | Coastal Endurance Oregon Shelf Surface Mooring Platform 2 | GEO1,TEMP1 | SUBMERGED
R2_DEMO | D1PlatformSite1 | https://confluence.oceanobservatories.org/display/CIDev/Preload+Data+for+Deployments+1-3 | USER_1 | MF_3 | SITE_CE02SHSM | PM13 | Demo site for deployment1 | Coastal Endurance Oregon Shelf Surface Mooring Platform 3 | GEO5,TEMP1 | SUBMERGED
R2_DEMO | EEPlatformSite | https://confluence.oceanobservatories.org/display/CIDev/Preload+Data+for+Deployments+1-3 | USER_1 | MF_3 | SITE_CE02SHSM | PM13 | End to end test site for R2 | PN1A Medium-Power J-Box | GEO5,TEMP1 | SUBMERGED
IDK | IDK_PS |  | IDK_USER | IDK_ORG | IDK_SUBSITE | IDK_PM | Platform site for IDK |  | GEO_IDK,TEMP_IDK | SUBMERGED1

## Policy
Scenario | ID | confluence | owner_id | org_ids | p/name | p/description | p/enabled | p/required | p/definition | policy_type | preconditions | policy_rule | service_name | process_name
STOP! | THIS PAGE IS NOT USED BY PRELOAD
DOC | [9 empty] | ResourceAccessPolicy, CommonServiceAccessPolicy, ServiceAccessPolicy, OperationPreconditionPolicy, or ProcessOperationPreconditionPolicy
R2_DEMO | POLICY01 |  | USER_1 | MF_3 | Owner only | Access is allowed by the owner only, nobody else, no exceptions | TRUE | TRUE | blah blah blah | ResourceAccessPolicy

## SensorDevice
Scenario | ID | confluence | owner_id | lcstate | org_ids | sensor_model_id | instrument_device_id | contact_ids | sd/name | sd/description | sd/serial_number | sd/firmware_version | sd/controllable | sd/uuid
STOP! | Changes to this doc can break the nose tests or interfere with test systems! BEFORE making changes, please read https://confluence.oceanobservatories.org/display/CIDev/Preload+development. AFTER making changes, please TEST, make a copy of this sheet, and commit the new URL to ion_loader.py!
R2_DEMO | SD1 |  | USER_1 | DEPLOYED_AVAILABLE | MF_3 | SM1 | ID3 | M_MANAGER,O_OWNERREP | C of CTDSimulator1 | Simulator 1 providing CTD data in the Beta Demonstration | 10003 | 0-00 | TRUE | a
R2_DEMO | SD2 |  | USER_1 | DEPLOYED_AVAILABLE | MF_3 | SM2 | ID3 | M_MANAGER,O_OWNERREP | T of CTDSimulator1 | Simulator 1 providing CTD data in the Beta Demonstration | 10004 | 0-00 | TRUE | b
R2_DEMO | SD3 |  | USER_1 | DEPLOYED_AVAILABLE | MF_3 | SM3 | ID3 | M_MANAGER,O_OWNERREP | D of CTDSimulator1 | Simulator 1 providing CTD data in the Beta Demonstration | 10004 | 0-00 | TRUE | c
EER2 | SD4 |  | USER_1 | DEPLOYED_AVAILABLE | MF_3 | SM1 | EEInstrumentDevice | B_WELLER,O_OWNERREP | C of EER2 sim | Simulator 1 providing CTD data in the Beta Demonstration | 10003 | 0-00 | TRUE | d
EER2 | SD5 |  | USER_1 | DEPLOYED_AVAILABLE | MF_3 | SM2 | EEInstrumentDevice | B_WELLER,O_OWNERREP | T of EER2 sim | Simulator 1 providing CTD data in the Beta Demonstration | 10004 | 0-00 | TRUE | e
EER2 | SD6 |  | USER_1 | DEPLOYED_AVAILABLE | MF_3 | SM3 | EEInstrumentDevice | B_WELLER,O_OWNERREP | D of EER2 sim | Simulator 1 providing CTD data in the Beta Demonstration | 10004 | 0-00 | TRUE | f
BETA | SD7 |  | USER_1 | DEPLOYED_AVAILABLE | MF_3 | SM1 | ID12 | M_MANAGER,O_OWNERREP | C of SBE37SMP Instrument | SBE37SMP providing C of CTD data in the Beta Demonstration | 10003 | 0-00 | TRUE | a
BETA | SD8 |  | USER_1 | DEPLOYED_AVAILABLE | MF_3 | SM2 | ID12 | M_MANAGER,O_OWNERREP | T of SBE37SMP Instrument | SBE37SMP providing T of CTD data in the Beta Demonstration | 10004 | 0-00 | TRUE | b
BETA | SD9 |  | USER_1 | DEPLOYED_AVAILABLE | MF_3 | SM3 | ID12 | M_MANAGER,O_OWNERREP | D of SBE37SMP Instrument | SBE37SMP providing D of CTD data in the Beta Demonstration | 10004 | 0-00 | TRUE | c
ALPHA_SYS | SD10 |  | USER_1 | DEPLOYED_AVAILABLE | MF_3 | SM1 | ID13 | M_MANAGER,O_OWNERREP | C of CTDSimulator2 | Simulator 1 providing CTD data in the Beta Demonstration | 10003 | 0-00 | TRUE | a
ALPHA_SYS | SD11 |  | USER_1 | DEPLOYED_AVAILABLE | MF_3 | SM2 | ID13 | M_MANAGER,O_OWNERREP | T of CTDSimulator2 | Simulator 1 providing CTD data in the Beta Demonstration | 10004 | 0-00 | TRUE | b
ALPHA_SYS | SD12 |  | USER_1 | DEPLOYED_AVAILABLE | MF_3 | SM3 | ID13 | M_MANAGER,O_OWNERREP | D of CTDSimulator2 | Simulator 1 providing CTD data in the Beta Demonstration | 10004 | 0-00 | TRUE | c
BETA_SYS | SD13 |  | USER_1 | DEPLOYED_AVAILABLE | MF_3 | SM1 | ID14 | M_MANAGER,O_OWNERREP | C of CTDSimulator1 | Simulator 1 providing CTD data in the Beta Demonstration | 10003 | 0-00 | TRUE | a
BETA_SYS | SD14 |  | USER_1 | DEPLOYED_AVAILABLE | MF_3 | SM2 | ID14 | M_MANAGER,O_OWNERREP | T of CTDSimulator1 | Simulator 1 providing CTD data in the Beta Demonstration | 10004 | 0-00 | TRUE | b
BETA_SYS | SD15 |  | USER_1 | DEPLOYED_AVAILABLE | MF_3 | SM3 | ID14 | M_MANAGER,O_OWNERREP | D of CTDSimulator1 | Simulator 1 providing CTD data in the Beta Demonstration | 10004 | 0-00 | TRUE | c

## SensorModel
Scenario | ID | owner_id | org_ids | sm/name | sm/description | sm/manufacturer | sm/manufacturer_url | sm/reference_urls | sm/weight | sm/voltage | sm/wattage | sm/height | sm/length | sm/width
STOP! | Changes to this doc can break the nose tests or interfere with test systems! BEFORE making changes, please read https://confluence.oceanobservatories.org/display/CIDev/Preload+development. AFTER making changes, please TEST, make a copy of this sheet, and commit the new URL to ion_loader.py!
BETA | SM1 | USER_1 | MF_3 | SBE37 C | Conductivity measurement from SBE37 | Sea-bird Electronics, Inc. | http://www.seabird.com | http://www.seabird.com/pdf_documents/manuals/37SMP_RS232_016.pdf, http://www.seabird.com/products/spec_sheets/37smpdata.htm
BETA | SM2 | USER_1 | MF_3 | SBE37 T | Temperature measurement from SBE37 | Sea-bird Electronics, Inc. | http://www.seabird.com | http://www.seabird.com/pdf_documents/manuals/37SMP_RS232_016.pdf, http://www.seabird.com/products/spec_sheets/37smpdata.htm
BETA | SM3 | USER_1 | MF_3 | SBE37 D | Density measurement from SBE37 | Sea-bird Electronics, Inc. | http://www.seabird.com | http://www.seabird.com/pdf_documents/manuals/37SMP_RS232_016.pdf, http://www.seabird.com/products/spec_sheets/37smpdata.htm

## StreamConfiguration
Scenario | COMMENT | ID | cfg/stream_name | cfg/parameter_dictionary_name | cfg/records_per_granule | cfg/granule_publish_rate
STOP! | Changes to this doc can break the nose tests or interfere with test systems! BEFORE making changes, please read https://confluence.oceanobservatories.org/display/CIDev/Preload+development. AFTER making changes, please TEST, make a copy of this sheet, and commit the new URL to ion_loader.py!
BETA |  | SC1 | raw | raw | 1 | 1
BETA |  | SC2 | parsed | ctd_parsed_param_dict | 1 | 1
DEVS |  | SC3 | parsed | parad_parsed | 1 | 1
BETA |  | SC4 | presf_tide_measurement | presf_tide_measurement | 1 | 1
DEVS |  | SC5 | parsed | trhph_parsed | 1 | 1
VOID |  | SC6 | parsed | prest_parsed | 1 | 1
DEVS |  | SC7 | parsed | velpt_parsed | 1 | 1
DEVS |  | SC8 | parsed | nutnr_parsed | 1 | 1
BETA |  | SC9 | parsed | platform_eng_parsed | 1 | 1
IDK |  | IDK_SC_RAW | raw | raw | 1 | 1
x |  | IDK_SC_PARSED | parsed | raw | 1 | 1
BETA |  | SC10 | presf_operating_status | presf_operating_status | 1 | 1
BETA |  | SC11 | presf_calibration_coefficients | presf_calibration_coefficients | 1 | 1
BETA |  | SC12 | presf_tide_converted | presf_tide_converted | 1 | 1
BETA |  | SC13 | ctdbp_cdef_sample | ctdbp_cdef_sample | 1 | 1
BETA |  | SC14 | ctdbp_cdef_status | ctdbp_cdef_status | 1 | 1
BETA |  | SC15 | ctdbp_cdef_calibration_coefficients | ctdbp_cdef_calibration_coefficients | 1 | 1
SP_TEST |  | SC16 | ctdbp_no_sample | ctdbp_no_sample | 1 | 1
SP_TEST |  | SC17 | ctdbp_no_hardware | ctdbp_no_hardware | 1 | 1
SP_TEST |  | SC18 | ctdbp_no_calibration_coefficients | ctdbp_no_calibration_coefficients | 1 | 1
SP_TEST |  | SC19 | ctdbp_no_status | ctdbp_no_status | 1 | 1
SP_TEST |  | SC20 | ctdbp_no_configuration | ctdbp_no_configuration | 1 | 1
SP_TEST |  | SC21 | parad_sa_sample | parad_sa_sample | 1 | 1
SP_TEST |  | SC22 | trhph_sample | trhph_sample | 1 | 1
SP_TEST |  | SC23 | tmpsf_sample | tmpsf_sample | 1 | 1
SP_TEST |  | SC24 | tmpsf_engineering | tmpsf_engineering | 1 | 1
SP_TEST |  | SC25 | vel3d_jb_sample | vel3d_jb_sample | 1 | 1
SP_TEST |  | SC26 | vel3d_jb_engineering | vel3d_jb_engineering | 1 | 1
BETA |  | SC27 | prest_real_time | prest_real_time | 1 | 1
BETA |  | SC28 | prest_reference_oscillator | prest_reference_oscillator | 1 | 1
BETA |  | SC29 | prest_configuration_data | prest_configuration_data | 1 | 1
BETA |  | SC30 | prest_device_status | prest_device_status | 1 | 1
BETA |  | SC31 | prest_event_counter | prest_event_counter | 1 | 1
BETA |  | SC32 | prest_hardware_data | prest_hardware_data | 1 | 1
CW_TEST |  | SC33 | nutnr_b_sample | nutnr_b_sample | 1 | 1
CW_TEST |  | SC34 | nutnr_b_status | nutnr_b_status | 1 | 1
CW_TEST |  | SC35 | pco2w_b_control_record | pco2w_b_control_record | 1 | 1
CW_TEST |  | SC36 | pco2w_b_data_record | pco2w_b_data_record | 1 | 1
CW_TEST |  | SC37 | pco2w_b_immediate_status | pco2w_b_immediate_status | 1 | 1
CW_TEST |  | SC38 | pco2w_b_regular_status | pco2w_b_regular_status | 1 | 1
CW_TEST |  | SC39 | pco2w_b_configuration | pco2w_b_configuration | 1 | 1
CW_TEST |  | SC40 | velpt_hardware_configuration | velpt_hardware_configuration | 1 | 1
CW_TEST |  | SC41 | velpt_head_configuration | velpt_head_configuration | 1 | 1
CW_TEST |  | SC42 | velpt_user_configuration | velpt_user_configuration | 1 | 1
CW_TEST |  | SC43 | velpt_velocity_data | velpt_velocity_data | 1 | 1
CW_TEST |  | SC44 | velpt_diagostics_header | velpt_diagostics_header | 1 | 1
CW_TEST |  | SC45 | velpt_diagnostics_data | velpt_diagnostics_data | 1 | 1
CW_TEST |  | SC46 | vel3d_cd_hardware_configuration | vel3d_cd_hardware_configuration | 1 | 1
CW_TEST |  | SC47 | vel3d_cd_head_configuration | vel3d_cd_head_configuration | 1 | 1
CW_TEST |  | SC48 | vel3d_cd_user_configuration | vel3d_cd_user_configuration | 1 | 1
CW_TEST |  | SC49 | optaa_sample | optaa_sample | 1 | 1
CW_TEST |  | SC50 | optaa_status | optaa_status | 1 | 1
CW_TEST |  | SC51 | adcp_pd0_parsed | adcp_pd0_parsed | 1 | 1
CW_TEST |  | SC52 | adcp_pd12_parsed | adcp_pd12_parsed | 1 | 1
CW_TEST |  | SC53 | adcp_waves_parsed | adcp_waves_parsed | 1 | 1
CW_TEST |  | SC54 | adcp_compass_calibration | adcp_compass_calibration | 1 | 1
CW_TEST |  | SC55 | adcp_system_configuration | adcp_system_configuration | 1 | 1
CW_TEST |  | SC56 | vel3d_cd_data_header | vel3d_cd_data_header | 1 | 1
CW_TEST |  | SC57 | vel3d_cd_velocity_data | vel3d_cd_velocity_data | 1 | 1
CW_TEST |  | SC58 | vel3d_cd_system_data | vel3d_cd_system_data | 1 | 1
CW_TEST |  | SC59 | vel3d_cd_clock_data | vel3d_cd_clock_data | 1 | 1
CW_TEST |  | SC60 | vel3d_cd_battery_voltage | vel3d_cd_battery_voltage | 1 | 1
CW_TEST |  | SC61 | vel3d_cd_identification_string | vel3d_cd_identification_string | 1 | 1
CW_TEST |  | SC62 | velpt_clock_data | velpt_clock_data | 1 | 1
CW_TEST |  | SC63 | velpt_battery_voltage | velpt_battery_voltage | 1 | 1
CW_TEST |  | SC64 | velpt_identification_string | velpt_identification_string | 1 | 1
BETA |  | SC65 | presf_wave_burst | presf_wave_burst | 1 | 1
BETA |  | SC66 | presf_wave_statistics | presf_wave_statistics | 1 | 1
BETA |  | SC67 | prest_l1_pressure | prest_l1_pressure | 1 | 1
SP_TEST |  | SC68 | botpt_nano_sample | botpt_nano_sample | 1 | 1
SP_TEST |  | SC69 | botpt_lily_sample | botpt_lily_sample | 1 | 1
SP_TEST |  | SC70 | botpt_iris_sample | botpt_iris_sample | 1 | 1
SP_TEST |  | SC71 | botpt_heat_sample | botpt_heat_sample | 1 | 1
BETA |  | SC72 | ctdbp_cdef_L0 | ctdbp_cdef_L0 | 1 | 1
BETA |  | SC73 | ctdbp_cdef_L1 | ctdbp_cdef_L1 | 1 | 1
BETA |  | SC74 | ctdbp_cdef_L2_pracsal | ctdbp_cdef_L2_pracsal | 1 | 1
BETA |  | SC75 | ctdbp_cdef_L2_density | ctdbp_cdef_L2_density | 1 | 1

## StreamDefinition
Scenario | COMMENT | ID | org_ids | sdef/name | sdef/description | param_dict_name | Review Status
STOP! | Changes to this doc can break the nose tests or interfere with test systems! BEFORE making changes, please read https://confluence.oceanobservatories.org/display/CIDev/Preload+development. AFTER making changes, please TEST, make a copy of this sheet, and commit the new URL to ion_loader.py!
BETA |  | StreamDef11 | MF_3 | SeabirdSim_raw demo |  | raw
BETA |  | StreamDef12 | MF_3 | SeabirdSim_parsed demo |  | ctd_parsed_param_dict
BETA |  | StreamDef13 | MF_3 | DPD1_out_conductivity_L0 demo |  | ctd_parsed_param_dict
BETA |  | StreamDef14 | MF_3 | DPD1_out_temp_L0 demo |  | ctd_parsed_param_dict
BETA |  | StreamDef15 | MF_3 | DPD1_out_pressure_L0 demo |  | ctd_parsed_param_dict
BETA |  | StreamDef16 | MF_3 | DPD2_out_conductivity_L1 demo |  | ctd_parsed_param_dict
BETA |  | StreamDef17 | MF_3 | DPD3_out_temp_L1 demo |  | ctd_parsed_param_dict
BETA |  | StreamDef18 | MF_3 | DPD4_out_pressure_L1 demo |  | ctd_parsed_param_dict
BETA |  | StreamDef19 | MF_3 | DPD5_out_practical_salinity_L2 demo |  | ctd_parsed_param_dict
BETA |  | StreamDef20 | MF_3 | DPD6_out_density_L2 demo |  | ctd_parsed_param_dict
R2_DEMO |  | StreamDef21 | MF_3 | GoogleDT_out |  | google_dt
R2_DEMO |  | StreamDef22 | MF_3 | Matplotlib graphs |  | graph_image_param_dict
BETA |  | StreamDef23 | MF_3 | Raw Stream for any instrument |  | raw
DEVS | https://confluence.oceanobservatories.org/display/instruments/PARAD+Driver | StreamDef24 | MF_3 | Parsed Photosynthetically Active Radiation |  | parad_parsed
BETA | https://confluence.oceanobservatories.org/display/instruments/PRESF+Driver | StreamDef25 | MF_3 | PRESF Parsed Tide Measurements | Includes Seafloor Pressure (SFLPRES_L0) from tide measurements | presf_tide_measurement
BETA |  | SD_PLATFORM1 | MF_3 | Platform Engineering Data |  | platform_eng_parsed
DEVS |  | StreamDef26 | MF_3 | Parsed TRHPH |  | trhph_parsed
VOID |  | StreamDef27 | MF_3 | Parsed PREST |  | prest_parsed
DEVS |  | StreamDef28 | MF_3 | Parsed VELPT |  | velpt_parsed
DEVS |  | StreamDef29 | MF_3 | Parsed NUTNR |  | nutnr_parsed
BETA |  | StreamDef30 | MF_3 | Seabird37SMP_raw |  | raw
BETA |  | StreamDef31 | MF_3 | Seabird37SMP_parsed |  | ctd_parsed_param_dict
IDK |  | SD_IDK_RAW | IDK_ORG | IDK raw stream def |  | raw
IDK |  | SD_IDK_PARSED | IDK_ORG | IDK parsed stream def |  | UNKNOWN
BETA |  | StreamDef32 | MF_3 | PRESF Operating Status |  | presf_operating_status
BETA |  | StreamDef33 | MF_3 | PRESF Calibration Coefficients |  | presf_calibration_coefficients
BETA |  | StreamDef34 | MF_3 | PRESF L1 Seafloor Pressure from Tide Measurements | Seafloor Pressure (SFLPRES_L1) from tide measurements | presf_tide_converted
BETA | CTDBP-CDEF | StreamDef35 | MF_3 | CTDBP-C,D,E,F Sample |  | ctdbp_cdef_sample
BETA | CTDBP-CDEF | StreamDef36 | MF_3 | CTDBP-C,D,E,F Operating Status |  | ctdbp_cdef_status
BETA | CTDBP-CDEF | StreamDef37 | MF_3 | CTDBP-C,D,E,F Calibration Coefficients |  | ctdbp_cdef_calibration_coefficients
SP_TEST | CTDBP-NO | StreamDef38 | MF_3 | CTDBP-N,O Sample |  | ctdbp_no_sample
SP_TEST | CTDBP-NO | StreamDef39 | MF_3 | CTDBP-N,O Hardware |  | ctdbp_no_hardware
SP_TEST | CTDBP-NO | StreamDef40 | MF_3 | CTDBP-N,O Calibration Coefficients |  | ctdbp_no_calibration_coefficients
SP_TEST | CTDBP-NO | StreamDef41 | MF_3 | CTDBP-N,O Status |  | ctdbp_no_status
SP_TEST | CTDBP-NO | StreamDef42 | MF_3 | CTDBP-N,O Configuration |  | ctdbp_no_configuration
SP_TEST |  | StreamDef43 | MF_3 | PARAD-SA Sample |  | parad_sa_sample
SP_TEST |  | StreamDef44 | MF_3 | TRHPH Sample |  | trhph_sample
SP_TEST |  | StreamDef45 | MF_3 | TMPSF Sample |  | tmpsf_sample
SP_TEST |  | StreamDef46 | MF_3 | TMPSF Engineering |  | tmpsf_engineering
SP_TEST |  | StreamDef47 | MF_3 | VEL3D-JB Sample |  | vel3d_jb_sample
SP_TEST |  | StreamDef48 | MF_3 | VEL3D-JB Engineering |  | vel3d_jb_engineering
BETA |  | StreamDef49 | MF_3 | PREST Realtime Data |  | prest_real_time
BETA |  | StreamDef50 | MF_3 | PREST Reference Oscillator |  | prest_reference_oscillator
BETA |  | StreamDef51 | MF_3 | PREST Configuration Data |  | prest_configuration_data
BETA |  | StreamDef52 | MF_3 | PREST Device Status |  | prest_device_status
BETA |  | StreamDef53 | MF_3 | PREST Event Counter |  | prest_event_counter
BETA |  | StreamDef54 | MF_3 | PREST Hardware Data |  | prest_hardware_data
CW_TEST |  | StreamDef55 | MF_3 | NUTNR Sample Data |  | nutnr_b_sample
CW_TEST |  | StreamDef56 | MF_3 | NUTNR Status Data |  | nutnr_b_status
CW_TEST |  | StreamDef57 | MF_3 | PCO2W Control Record |  | pco2w_b_control_record
CW_TEST |  | StreamDef58 | MF_3 | PCO2W Data Record |  | pco2w_b_data_record
CW_TEST |  | StreamDef59 | MF_3 | PCO2W Immediate Status |  | pco2w_b_immediate_status
CW_TEST |  | StreamDef60 | MF_3 | PCO2W Regular Status |  | pco2w_b_regular_status
CW_TEST |  | StreamDef61 | MF_3 | PCO2W Configuration String |  | pco2w_b_configuration
CW_TEST |  | StreamDef62 | MF_3 | VELPT Hardware Configuration |  | velpt_hardware_configuration
CW_TEST |  | StreamDef63 | MF_3 | VELPT Head Configuration |  | velpt_head_configuration
CW_TEST |  | StreamDef64 | MF_3 | VELPT User Configuration |  | velpt_user_configuration
CW_TEST |  | StreamDef65 | MF_3 | VELPT Velocity Data |  | velpt_velocity_data
CW_TEST |  | StreamDef66 | MF_3 | VELPT Diagnostics Header |  | velpt_diagostics_header
CW_TEST |  | StreamDef67 | MF_3 | VELPT Diagnostics Data |  | velpt_diagnostics_data
CW_TEST |  | StreamDef68 | MF_3 | VEL3D-C,D Hardware Configuration |  | vel3d_cd_hardware_configuration
CW_TEST |  | StreamDef69 | MF_3 | VEL3D-C,D Head Configuration |  | vel3d_cd_head_configuration
CW_TEST |  | StreamDef70 | MF_3 | VEL3D-C,D User Configuration |  | vel3d_cd_user_configuration
CW_TEST |  | StreamDef71 | MF_3 | OPTAA Sample Data |  | optaa_sample
CW_TEST |  | StreamDef72 | MF_3 | OPTAA Startup Status Message |  | optaa_status
CW_TEST |  | StreamDef73 | MF_3 | ADCP PD0 Data |  | adcp_pd0_parsed
CW_TEST |  | StreamDef74 | MF_3 | ADCP PD12 Data |  | adcp_pd12_parsed
CW_TEST |  | StreamDef75 | MF_3 | ADCP Waves Packet Data |  | adcp_waves_parsed
CW_TEST |  | StreamDef76 | MF_3 | ADCP Active Compass Calibration |  | adcp_compass_calibration
CW_TEST |  | StreamDef77 | MF_3 | ADCP System Configuration |  | adcp_system_configuration
CW_TEST |  | StreamDef78 | MF_3 | VEL3D-C,D Data Header |  | vel3d_cd_data_header
CW_TEST |  | StreamDef79 | MF_3 | VEL3D-C,D Velocity Data |  | vel3d_cd_velocity_data
CW_TEST |  | StreamDef80 | MF_3 | VEL3D-C,D System Data |  | vel3d_cd_system_data
CW_TEST |  | StreamDef81 | MF_3 | VEL3D-C,D Clock Data |  | vel3d_cd_clock_data
CW_TEST |  | StreamDef82 | MF_3 | VEL3D-C,D Battery Voltage |  | vel3d_cd_battery_voltage
CW_TEST |  | StreamDef83 | MF_3 | VEL3D-C,D Identification String |  | vel3d_cd_identification_string
CW_TEST |  | StreamDef84 | MF_3 | VELPT Clock Data |  | velpt_clock_data
CW_TEST |  | StreamDef85 | MF_3 | VELPT Battery Voltage |  | velpt_battery_voltage
CW_TEST |  | StreamDef86 | MF_3 | VELPT Identification String |  | velpt_identification_string
BETA |  | StreamDef87 | MF_3 | PRESF Wave Bursts |  | presf_wave_burst
BETA |  | StreamDef88 | MF_3 | PRESF Wave Statistics |  | presf_wave_statistics
BETA |  | StreamDef89 | MF_3 | PREST L1 Seafloor Pressure | Seafloor Pressure (SFLPRES_L1) from PREST | prest_l1_pressure
SP_TEST |  | StreamDef90 | MF_3 | BOTPT NANO Sample | includes BOTPRES_L1 | botpt_nano_sample
SP_TEST |  | StreamDef91 | MF_3 | BOTPT LILY Sample | includes BOTTILT_L1 | botpt_lily_sample
SP_TEST |  | StreamDef92 | MF_3 | BOTPT IRIS Sample |  | botpt_iris_sample
SP_TEST |  | StreamDef93 | MF_3 | BOTPT HEAT Sample |  | botpt_heat_sample
BETA |  | StreamDef94 | MF_3 | CTDBP-C,D,E,F L0 |  | ctdbp_cdef_L0
BETA |  | StreamDef95 | MF_3 | CTDBP-C,D,E,F L1 |  | ctdbp_cdef_L1
BETA |  | StreamDef96 | MF_3 | CTDBP-C,D,E,F L2 pracsal |  | ctdbp_cdef_L2_pracsal
BETA |  | StreamDef97 | MF_3 | CTDBP-C,D,E,F L2 density |  | ctdbp_cdef_L2_density

## StreamDefinitionRefactor
Scenario | COMMENT | ID | org_ids | sdef/name | sdef/available_fields | sdef/description | param_dict_name | Review Status
STOP! | Changes to this doc can break the nose tests or interfere with test systems! BEFORE making changes, please read https://confluence.oceanobservatories.org/display/CIDev/Preload+development. AFTER making changes, please TEST, make a copy of this sheet, and commit the new URL to ion_loader.py!
BETA |  | StreamDef11 | MF_3 | SeabirdSim_raw demo |  |  | raw
BETA |  | StreamDef12 | MF_3 | SeabirdSim_parsed demo |  |  | ctd_parsed_param_dict
BETA |  | StreamDef13 | MF_3 | DPD1_out_conductivity_L0 demo |  |  | ctd_parsed_param_dict
BETA |  | StreamDef14 | MF_3 | DPD1_out_temp_L0 demo |  |  | ctd_parsed_param_dict
BETA |  | StreamDef15 | MF_3 | DPD1_out_pressure_L0 demo |  |  | ctd_parsed_param_dict
BETA |  | StreamDef16 | MF_3 | DPD2_out_conductivity_L1 demo |  |  | ctd_parsed_param_dict
BETA |  | StreamDef17 | MF_3 | DPD3_out_temp_L1 demo |  |  | ctd_parsed_param_dict
BETA |  | StreamDef18 | MF_3 | DPD4_out_pressure_L1 demo |  |  | ctd_parsed_param_dict
BETA |  | StreamDef19 | MF_3 | DPD5_out_practical_salinity_L2 demo |  |  | ctd_parsed_param_dict
BETA |  | StreamDef20 | MF_3 | DPD6_out_density_L2 demo |  |  | ctd_parsed_param_dict
R2_DEMO |  | StreamDef21 | MF_3 | GoogleDT_out |  |  | google_dt
R2_DEMO |  | StreamDef22 | MF_3 | Matplotlib graphs |  |  | graph_image_param_dict
BETA |  | StreamDef23 | MF_3 | Raw Stream for any instrument |  |  | raw
DEVS | https://confluence.oceanobservatories.org/display/instruments/PARAD+Driver | StreamDef24 | MF_3 | Parsed Photosynthetically Active Radiation |  |  | parad_parsed
ALPHA_SYS | https://confluence.oceanobservatories.org/display/instruments/PRESF+Driver | StreamDef25 | MF_3 | PRESF Parsed Tide Measurements |  | Includes Seafloor Pressure (SFLPRES_L0) from tide measurements | presf_tide_measurement
BETA |  | SD_PLATFORM1 | MF_3 | Platform Engineering Data |  |  | platform_eng_parsed
DEVS |  | StreamDef26 | MF_3 | Parsed TRHPH |  |  | trhph_parsed
VOID |  | StreamDef27 | MF_3 | Parsed PREST |  |  | prest_parsed
DEVS |  | StreamDef28 | MF_3 | Parsed VELPT |  |  | velpt_parsed
DEVS |  | StreamDef29 | MF_3 | Parsed NUTNR |  |  | nutnr_parsed
BETA |  | StreamDef30 | MF_3 | Seabird37SMP_raw |  |  | raw
BETA |  | StreamDef31 | MF_3 | Seabird37SMP_parsed |  |  | ctd_parsed_param_dict
IDK |  | SD_IDK_RAW | IDK_ORG | IDK raw stream def |  |  | raw
IDK |  | SD_IDK_PARSED | IDK_ORG | IDK parsed stream def |  |  | UNKNOWN
ALPHA_SYS |  | StreamDef32 | MF_3 | PRESF Operating Status |  |  | presf_operating_status
ALPHA_SYS |  | StreamDef33 | MF_3 | PRESF Calibration Coefficients |  |  | presf_calibration_coefficients
ALPHA_SYS |  | StreamDef34 | MF_3 | PRESF L1 Seafloor Pressure from Tide Measurements |  | Seafloor Pressure (SFLPRES_L1) from tide measurements | presf_tide_converted
SP_TEST | CTDBP-CDEF | StreamDef35 | MF_3 | CTDBP-C,D,E,F Sample |  |  | ctdbp_cdef_sample
SP_TEST | CTDBP-CDEF | StreamDef36 | MF_3 | CTDBP-C,D,E,F Operating Status |  |  | ctdbp_cdef_status
SP_TEST | CTDBP-CDEF | StreamDef37 | MF_3 | CTDBP-C,D,E,F Calibration Coefficients |  |  | ctdbp_cdef_calibration_coefficients
SP_TEST | CTDBP-NO | StreamDef38 | MF_3 | CTDBP-N,O Sample |  |  | ctdbp_no_sample
SP_TEST | CTDBP-NO | StreamDef39 | MF_3 | CTDBP-N,O Hardware |  |  | ctdbp_no_hardware
SP_TEST | CTDBP-NO | StreamDef40 | MF_3 | CTDBP-N,O Calibration Coefficients |  |  | ctdbp_no_calibration_coefficients
SP_TEST | CTDBP-NO | StreamDef41 | MF_3 | CTDBP-N,O Status |  |  | ctdbp_no_status
SP_TEST | CTDBP-NO | StreamDef42 | MF_3 | CTDBP-N,O Configuration |  |  | ctdbp_no_configuration
SP_TEST |  | StreamDef43 | MF_3 | PARAD-SA Sample |  |  | parad_sa_sample
SP_TEST |  | StreamDef44 | MF_3 | TRHPH Sample |  |  | trhph_sample
SP_TEST |  | StreamDef45 | MF_3 | TMPSF Sample |  |  | tmpsf_sample
SP_TEST |  | StreamDef46 | MF_3 | TMPSF Engineering |  |  | tmpsf_engineering
SP_TEST |  | StreamDef47 | MF_3 | VEL3D-JB Sample |  |  | vel3d_jb_sample
SP_TEST |  | StreamDef48 | MF_3 | VEL3D-JB Engineering |  |  | vel3d_jb_engineering
CW_TEST |  | StreamDef49 | MF_3 | PREST Realtime Data |  |  | prest_real_time
CW_TEST |  | StreamDef50 | MF_3 | PREST Reference Oscillator |  |  | prest_reference_oscillator
CW_TEST |  | StreamDef51 | MF_3 | PREST Configuration Data |  |  | prest_configuration_data
CW_TEST |  | StreamDef52 | MF_3 | PREST Device Status |  |  | prest_device_status
CW_TEST |  | StreamDef53 | MF_3 | PREST Event Counter |  |  | prest_event_counter
CW_TEST |  | StreamDef54 | MF_3 | PREST Hardware Data |  |  | prest_hardware_data
CW_TEST |  | StreamDef55 | MF_3 | NUTNR Sample Data |  |  | nutnr_b_sample
CW_TEST |  | StreamDef56 | MF_3 | NUTNR Status Data |  |  | nutnr_b_status
CW_TEST |  | StreamDef57 | MF_3 | PCO2W Control Record |  |  | pco2w_b_control_record
CW_TEST |  | StreamDef58 | MF_3 | PCO2W Data Record |  |  | pco2w_b_data_record
CW_TEST |  | StreamDef59 | MF_3 | PCO2W Immediate Status |  |  | pco2w_b_immediate_status
CW_TEST |  | StreamDef60 | MF_3 | PCO2W Regular Status |  |  | pco2w_b_regular_status
CW_TEST |  | StreamDef61 | MF_3 | PCO2W Configuration String |  |  | pco2w_b_configuration
CW_TEST |  | StreamDef62 | MF_3 | VELPT Hardware Configuration |  |  | velpt_hardware_configuration
CW_TEST |  | StreamDef63 | MF_3 | VELPT Head Configuration |  |  | velpt_head_configuration
CW_TEST |  | StreamDef64 | MF_3 | VELPT User Configuration |  |  | velpt_user_configuration
CW_TEST |  | StreamDef65 | MF_3 | VELPT Velocity Data |  |  | velpt_velocity_data
CW_TEST |  | StreamDef66 | MF_3 | VELPT Diagnostics Header |  |  | velpt_diagostics_header
CW_TEST |  | StreamDef67 | MF_3 | VELPT Diagnostics Data |  |  | velpt_diagnostics_data
CW_TEST |  | StreamDef68 | MF_3 | VEL3D-C,D Hardware Configuration |  |  | vel3d_cd_hardware_configuration
CW_TEST |  | StreamDef69 | MF_3 | VEL3D-C,D Head Configuration |  |  | vel3d_cd_head_configuration
CW_TEST |  | StreamDef70 | MF_3 | VEL3D-C,D User Configuration |  |  | vel3d_cd_user_configuration
CW_TEST |  | StreamDef71 | MF_3 | OPTAA Sample Data |  |  | optaa_sample
CW_TEST |  | StreamDef72 | MF_3 | OPTAA Startup Status Message |  |  | optaa_status
CW_TEST |  | StreamDef73 | MF_3 | ADCP PD0 Data |  |  | adcp_pd0_parsed
CW_TEST |  | StreamDef74 | MF_3 | ADCP PD12 Data |  |  | adcp_pd12_parsed
CW_TEST |  | StreamDef75 | MF_3 | ADCP Waves Packet Data |  |  | adcp_waves_parsed
CW_TEST |  | StreamDef76 | MF_3 | ADCP Active Compass Calibration |  |  | adcp_compass_calibration
CW_TEST |  | StreamDef77 | MF_3 | ADCP System Configuration |  |  | adcp_system_configuration
CW_TEST |  | StreamDef78 | MF_3 | VEL3D-C,D Data Header |  |  | vel3d_cd_data_header
CW_TEST |  | StreamDef79 | MF_3 | VEL3D-C,D Velocity Data |  |  | vel3d_cd_velocity_data
CW_TEST |  | StreamDef80 | MF_3 | VEL3D-C,D System Data |  |  | vel3d_cd_system_data
CW_TEST |  | StreamDef81 | MF_3 | VEL3D-C,D Clock Data |  |  | vel3d_cd_clock_data
CW_TEST |  | StreamDef82 | MF_3 | VEL3D-C,D Battery Voltage |  |  | vel3d_cd_battery_voltage
CW_TEST |  | StreamDef83 | MF_3 | VEL3D-C,D Identification String |  |  | vel3d_cd_identification_string
CW_TEST |  | StreamDef84 | MF_3 | VELPT Clock Data |  |  | velpt_clock_data
CW_TEST |  | StreamDef85 | MF_3 | VELPT Battery Voltage |  |  | velpt_battery_voltage
CW_TEST |  | StreamDef86 | MF_3 | VELPT Identification String |  |  | velpt_identification_string
ALPHA_SYS |  | StreamDef87 | MF_3 | PRESF Wave Bursts |  |  | presf_wave_burst
ALPHA_SYS |  | StreamDef88 | MF_3 | PRESF Wave Statistics |  |  | presf_wave_statistics

## Subsite
Scenario | ID | owner_id | org_ids | parent_site_id | site/name | site/description | constraint_ids | coordinate_system
STOP! | Changes to this doc can break the nose tests or interfere with test systems! BEFORE making changes, please read https://confluence.oceanobservatories.org/display/CIDev/Preload+development. AFTER making changes, please TEST, make a copy of this sheet, and commit the new URL to ion_loader.py!
DOC |  |  |  |  | site name | site description
BETA | SITE_CE02SH | USER_1 | MF_3 | OBS_RSN | Beta Demonstration Subsite Sample | Beta Demonstration Subsite Sample description | GEO1,TEMP1 | SUBMERGED
R2_DEMO | SITE_CE02SHSM | USER_1 | MF_3 | SITE_CE02SH | Coastal Endurance Oregon Shelf Surface Mooring | Coastal Endurance Oregon Shelf Surface Mooring description | GEO1,TEMP1 | SUBMERGED
R2_DEMO | SITE_RS01HR | USER_1 | MF_3 | OBS_3 | Hydrate Ridge Demo | Hydrate Ridge site. The RS01HR is made up, to encompass all Hydrate Ridge sites | GEO4,TEMP1 | SUBMERGED
IDK | IDK_SUBSITE | IDK_USER | IDK_ORG | IDK_OBS | IDK subsite |  | GEO_IDK,TEMP_IDK | SUBMERGED1

## TransformFunction
Scenario | ID | owner_id | tfm/name | tfm/module | tfm/cls | tfm/uri | tfm/function_type | tfm/description
STOP! | Changes to this doc can break the nose tests or interfere with test systems! BEFORE making changes, please read https://confluence.oceanobservatories.org/display/CIDev/Preload+development. AFTER making changes, please TEST, make a copy of this sheet, and commit the new URL to ion_loader.py!
DOC |  | Owners | Name | Python Module for Transform | Class for Transform | resource identifier | 0=PYTHON, 1=SYSTEM | Description
TEST_LUKE | TFM1 |  | test_transform | ion.processes.data.transform | TransformDataProcess | ION | PYTHON | blah

## User
Scenario | ID | subject | name | description | contact_id | role_ids
STOP! | Changes to this doc can break the nose tests or interfere with test systems! BEFORE making changes, please read https://confluence.oceanobservatories.org/display/CIDev/Preload+development. AFTER making changes, please TEST, make a copy of this sheet, and commit the new URL to ion_loader.py!
BETA | USER_1 | /DC=org/DC=cilogon/C=US/O=Google/CN=Owen Ownerrep A893 | Owen Ownerrep | Demonstration User | O_OWNERREP
BETA | USER_2 | /DC=org/DC=cilogon/C=US/O=Google/CN=Mike Manager A892 | Mike Manager | Demonstration User | M_MANAGER
R2_DEMO | USER_3 | /DC=org/DC=cilogon/C=US/O=Google/CN=Tim Ampe A448 | Tim Ampe | MF_3 Observatory Manager | T_AMPE
R2_DEMO | USER_10 | TBD_subject | User 10 | MF_RSN Manager
R2_DEMO | USER_11 | TBD_subject | User 11 | MF_RSN Observatory Operator
R2_DEMO | USER_12 | TBD_subject | User 12 | MF_RSN Instrument Operator
R2_DEMO | USER_13 | TBD_subject | User 13 | MF_RSN Data Operator
R2_DEMO | USER_14 | TBD_subject | User 14 | MF_RSN Member
R2_DEMO | USER_20 | TBD_subject | User 20 | MF_CGSN Manager
R2_DEMO | USER_21 | TBD_subject | User 21 | MF_CGSN Observatory Operator
R2_DEMO | USER_22 | TBD_subject | User 22 | MF_CGSN Instrument Operator
R2_DEMO | USER_23 | TBD_subject | User 23 | MF_CGSN Data Operator
R2_DEMO | USER_24 | TBD_subject | User 24 | MF_CGSN Member
BETA | USER_4 | /DC=org/DC=cilogon/C=US/O=Google/CN=Beta Tester A1730 | Beta Operator | Beta Operator Test User | B_OPERATOR
IDK | IDK_USER | /DC=org/DC=cilogon/C=US/O=Google/CN=idkuser | IDK User |  | IDK_USER1

## UserRole
Scenario | ID | user_id | role_name | auto_enroll | org_id | role_scope
STOP! | Changes to this doc can break the nose tests or interfere with test systems! BEFORE making changes, please read https://confluence.oceanobservatories.org/display/CIDev/Preload+development. AFTER making changes, please TEST, make a copy of this sheet, and commit the new URL to ion_loader.py!
R2_DEMO |  | USER_10 | ORG_MANAGER | TRUE | MF_RSN
R2_DEMO |  | USER_11 | OBSERVATORY_OPERATOR | TRUE | MF_RSN
R2_DEMO |  | USER_12 | INSTRUMENT_OPERATOR | TRUE | MF_RSN
R2_DEMO |  | USER_13 | DATA_OPERATOR | TRUE | MF_RSN
R2_DEMO |  | USER_14 | ORG_MEMBER | TRUE | MF_RSN
R2_DEMO |  | USER_20 | ORG_MANAGER | TRUE | MF_CGSN
R2_DEMO |  | USER_21 | OBSERVATORY_OPERATOR | TRUE | MF_CGSN
R2_DEMO |  | USER_22 | INSTRUMENT_OPERATOR | TRUE | MF_CGSN
R2_DEMO |  | USER_23 | DATA_OPERATOR | TRUE | MF_CGSN
R2_DEMO |  | USER_24 | ORG_MEMBER | TRUE | MF_CGSN
R2_DEMO |  | USER_3 | ORG_MANAGER | TRUE | MF_3
BETA |  | USER_1 | ORG_MANAGER | TRUE | MF_3
BETA |  | USER_2 | ORG_MEMBER | TRUE | MF_3
R2_XXX |  | USER_3 | ORG_MANAGER | TRUE | VO_ION
BETA |  | USER_4 | INSTRUMENT_OPERATOR | TRUE | MF_RSN
BETA |  | USER_4 | INSTRUMENT_OPERATOR | TRUE | MF_CGSN
BETA |  | USER_4 | INSTRUMENT_OPERATOR | TRUE | MF_EA
BETA |  | USER_4 | INSTRUMENT_OPERATOR | TRUE | MF_3
IDK |  | IDK_USER | ORG_MANAGER | TRUE | IDK_ORG
IDK_X |  | IDK_USER | OBSERVATORY_OPERATOR | TRUE | IDK_ORG
IDK_X |  | IDK_USER | INSTRUMENT_OPERATOR | TRUE | IDK_ORG
IDK_X |  | IDK_USER | DATA_OPERATOR | TRUE | IDK_ORG
IDK_X |  | IDK_USER | ORG_MEMBER | TRUE | IDK_ORG

## WorkflowDefinition
Scenario | ID | owner_id | org_ids | steps | wfd/name | wfd/description
STOP! | Changes to this doc can break the nose tests or interfere with test systems! BEFORE making changes, please read https://confluence.oceanobservatories.org/display/CIDev/Preload+development. AFTER making changes, please TEST, make a copy of this sheet, and commit the new URL to ion_loader.py!
R2_DEMO | WFD1 | USER_1 | MF_3 | [DPD15] | Realtime_Google_DT | Convert incoming data stream to Google Datatables.
R2_DEMO | WFD2 | USER_1 | MF_3 | [DPD16] | Matplotlib_graphs | Convert incoming data stream to Matplotlib graphs.

## Workflow
Scenario | ID | owner_id | org_ids | wfd_id | in_dp_id | wf/description | configuration | persist_data
STOP! | Changes to this doc can break the nose tests or interfere with test systems! BEFORE making changes, please read https://confluence.oceanobservatories.org/display/CIDev/Preload+development. AFTER making changes, please TEST, make a copy of this sheet, and commit the new URL to ion_loader.py!
R2_DEMO_VIZ | WF1 | USER_1 | MF_3 | WFD2 | DPROD12 | Event triggered workflow for creating graphs for DPROD12 | {'graph_update_interval':'30secs', 'graph_time_period':'5secs', 'parameters':'temp, pressure', 'resolution':'1280x480'} | TRUE